## Key
Key
Case | 1 = MOPR, 2 = No MOPR
ESRCostScalar | Scalar applied to the average Gross CONE of new ESR. Higher values result in higher ESR offers in No MOPR case.
NYSurplus | Variable that characterizes the surplus capacity available for import to ISO-NE from NYISO. Higher surplus results in lower-cost imports
NewCTsNumber | Number of new combustion turbine units assumed to be available.
ESRScen | Level of supply from new ESRs assumed to offer at $0 in the No MOPR case
SolarScen | Level of supply from new Solar PV
NECECStatus | Inclusion of capacity from NECEC transmission line
OSWScen | Level of supply from new Offshore Wind assumed to offer at $0 in No MOPR case
LoadScen | ID of the load scenario.
sim | Monte Carlo realization ID (2000 total per scenario)
ICR | Installed Capacity Requirement derived from load scenario
ClrPrice | FCA clearing price
Quantity | Cleared Qualified Capacity
LastUnit | Identity of last unit in supply stack that fully or partially cleared the FCA
H | Number of shortage hours
PFPRev | PFP and scarcity revenues of new CT unit
EASRev | Total energy and ancillary services rveneue of new CT unit
TotalRev | Total revenue (including capacity and EAS) of new CT unit
DSCR | Debt Service Coverage Ratio calculated using Rating Case assumptions (Revenues are discounted relative to TotalRev)
Tax | Income tax of new CT unit
ROpex | Fixed O&M of New CT unit, increased from default assumption based on Fitch Rating methodology guidance
ROpIncome | Operating income of New CT unit, reflects discounted revenues based on Fitch Rating methodology guidance

## MOPR-No MOPR - wo WACC adj
All prices and revenues in 2030$/kW-mo (Qualified Capacity)
| Scenario | Average Total Revenue of New CT | Standard Deviation of Total Revenue of New CT | Bottom 20th Percentile of Total Revenue | Bottom 5th Percentile of Total Revenue | Gross CONE
| MOPR | 13.6943 | 2.2524 | 12.136 | 10.0164 | 13.6908
| NoMOPR | 13.6818 | 3.5159 | 11.1721 | 7.2225 | 13.6908
| Randomly generated supply and demand scenarios | [9 empty] | Auction outcomes |  |  |  | New CT Revenues |  |  | DSCR Inputs
Case | ESRCostScalar | NYSurplus | NewCTsNumber | ESRScen | SolarScen | NECECStatus | OSWScen | LoadScen | sim | ICR | ClrPrice | Quantity | LastUnit | H | PFPRev | EASRev | TotalRev | DSCR | Tax | ROpex | ROpIncome
1 | 0.90668 | Zero | 2 | Mid | Low | Out | Low | AllOptions | 1 | 29266.38 | 9.3119 | 29110.1007 | ESR-4h-25 | 9.4056 | 2.2561 | 4.4917 | 16.0598 | 2.4361 | 1.2162 | 5.9617 | 7.9665
1 | 1.0874 | Moderate | 4 | Low | Mid | Out | High | LimitedEE | 2 | 30710.37 | 11.8679 | 30225.0741 | ESR-4h-21 | 10.7831 | 2.5865 | 4.6407 | 19.0951 | 3.0796 | 1.9918 | 5.9617 | 10.0709
1 | 0.85747 | Moderate | 2 | High | Mid | In | High | LimitedEE | 3 | 30710.37 | 12.2281 | 30183.0062 | ESR-4h-26 | 9.1938 | 2.2053 | 3.0169 | 17.4503 | 2.7396 | 1.5819 | 5.9617 | 8.9588
1 | 0.78239 | Zero | 2 | Mid | Mid | Out | High | AllOptions | 4 | 29266.38 | 8.2453 | 29269.0603 | NewCT1-1 | 5.8962 | 1.4143 | 3.2189 | 12.8785 | 1.768 | 0.41088 | 5.9617 | 5.7815
1 | 0.9129 | Moderate | 6 | High | Mid | Out | High | DERBreakthrough | 5 | 28095.27 | 7.2136 | 28262.6987 | ESR-4h-14 | 6.7954 | 1.63 | 3.3709 | 12.2145 | 1.6262 | 0.23999 | 5.9617 | 5.3178
1 | 1.1366 | Zero | 4 | Low | Low | In | Mid | AllOptions | 6 | 29266.38 | 10.0336 | 29011.1823 | ESR-4h-17 | 13.2968 | 3.1895 | 2.6668 | 15.89 | 2.4103 | 1.185 | 5.9617 | 7.882
1 | 1.0844 | Large | 2 | Low | Mid | In | Low | Ref | 7 | 27856.5 | 7.6468 | 27951.0741 | ESR-4h-9 | 5.5689 | 1.3358 | 3.3006 | 12.2832 | 1.6411 | 0.25805 | 5.9617 | 5.3668
1 | 1.0943 | Large | 6 | Low | Low | In | Mid | AllOptions | 8 | 29266.38 | 8.9953 | 29157.9965 | NewCT2-2 | 8.4317 | 2.0225 | 2.6087 | 13.6265 | 1.9302 | 0.60638 | 5.9617 | 6.3119
1 | 1.007 | Moderate | 6 | High | High | In | Mid | Ref | 9 | 27856.5 | 6.4682 | 28156.3866 | ESR-4h-8 | 6.0676 | 1.4554 | 2.7783 | 10.7019 | 1.2647 | 0 | 5.9617 | 4.1357
1 | 0.84201 | Zero | 4 | High | High | In | Mid | LimitedEE | 10 | 30710.37 | 8.2478 | 30710.4837 | ESR-4h-26 | 7.6522 | 1.8355 | 3.2991 | 13.3825 | 1.8745 | 0.53928 | 5.9617 | 6.1298
1 | 0.92866 | Moderate | 8 | Low | High | In | High | DERBreakthrough | 11 | 28095.27 | 5.7075 | 28541.2887 | ESR-4h-15 | 5.8704 | 1.4081 | 3.3173 | 10.4329 | 1.1824 | 0 | 5.9617 | 3.8666
1 | 1.2122 | Moderate | 2 | Low | High | In | Mid | Ref | 12 | 27856.5 | 8.4602 | 27825.241 | ESR-4h-5 | 6.9777 | 1.6738 | 3.6876 | 13.8215 | 1.9655 | 0.64899 | 5.9617 | 6.4275
1 | 1.0553 | Moderate | 2 | Low | High | In | Mid | AllOptions | 13 | 29266.38 | 8.2453 | 29276.177 | NewCT1-1 | 5.5687 | 1.3358 | 3.7647 | 13.3458 | 1.8641 | 0.52677 | 5.9617 | 6.0959
1 | 1.2027 | Moderate | 2 | Mid | Mid | Out | High | Ref | 14 | 27856.5 | 8.3683 | 27838.097 | ESR-4h-9 | 6.4216 | 1.5404 | 3.4818 | 13.3904 | 1.8751 | 0.54008 | 5.9617 | 6.132
1 | 1.1206 | Zero | 2 | Mid | Mid | In | High | Ref | 15 | 27856.5 | 8.3013 | 27847.9141 | NewCT1-1 | 4.6322 | 1.1111 | 3.6786 | 13.091 | 1.8105 | 0.46215 | 5.9617 | 5.9206
1 | 0.88019 | Large | 2 | High | High | In | Mid | DERBreakthrough | 16 | 28095.27 | 5.4162 | 28600.5052 | ESR-2h-1 | 4.9185 | 1.1798 | 3.4914 | 10.0875 | 1.0807 | 0 | 5.9617 | 3.5341
1 | 1.2217 | Large | 6 | Mid | Low | In | Low | Ref | 17 | 27856.5 | 8.5523 | 27810.6064 | ESR-4h-8 | 9.6803 | 2.322 | 3.5967 | 14.4711 | 2.1039 | 0.81578 | 5.9617 | 6.8801
1 | 1.1167 | Moderate | 8 | Mid | Low | Out | Low | Ref | 18 | 27856.5 | 8.2453 | 27866.3742 | NewCT1-2 | 6.4814 | 1.5547 | 3.6161 | 13.416 | 1.8798 | 0.54574 | 5.9617 | 6.1474
1 | 1.1006 | Large | 2 | Mid | Low | Out | Low | DERBreakthrough | 19 | 28095.27 | 8.9953 | 27989.5789 | NewCT2-1 | 8.9181 | 2.1392 | 4.1821 | 15.3166 | 2.2801 | 1.0282 | 5.9617 | 7.4563
1 | 1.1151 | Large | 4 | Low | Mid | In | Mid | DERBreakthrough | 20 | 28095.27 | 8.2453 | 28104.8271 | NewCT1-1 | 6.4339 | 1.5433 | 2.7849 | 12.5734 | 1.7056 | 0.33577 | 5.9617 | 5.5776
1 | 1.1553 | Moderate | 6 | Low | Low | Out | Low | AllOptions | 21 | 29266.38 | 8.9953 | 29157.9965 | NewCT2-2 | 8.5907 | 2.0607 | 3.3158 | 14.3717 | 2.0844 | 0.79226 | 5.9617 | 6.8163
1 | 1.2307 | Moderate | 4 | Mid | Low | In | Mid | LimitedEE | 22 | 30710.37 | 13.6872 | 30090.37 | NECEC | 12.4639 | 2.9897 | 3.6053 | 20.2822 | 3.3374 | 2.3024 | 5.9617 | 10.9138
1 | 0.93867 | Large | 2 | Mid | High | In | Low | Ref | 23 | 27856.5 | 5.8046 | 28283.3796 | ESR-4h-9 | 5.7526 | 1.3799 | 3.4561 | 10.6406 | 1.2417 | 0 | 5.9617 | 4.0604
1 | 1.0658 | Zero | 2 | Mid | Mid | In | High | Ref | 24 | 27856.5 | 8.3013 | 27847.9141 | NewCT1-1 | 7.8895 | 1.8925 | 3.8984 | 14.0921 | 2.0218 | 0.7168 | 5.9617 | 6.6115
1 | 1.2039 | Zero | 8 | Low | Low | In | Low | DERBreakthrough | 25 | 28095.27 | 8.3799 | 28076.0764 | ESR-4h-13 | 5.6226 | 1.3487 | 3.9114 | 13.64 | 1.9257 | 0.60105 | 5.9617 | 6.2975
1 | 1.0668 | Moderate | 8 | Mid | Low | In | Mid | LimitedEE | 26 | 30710.37 | 9.1543 | 30576.8391 | ESR-4h-15 | 9.4176 | 2.259 | 3.5408 | 14.9542 | 2.2068 | 0.93975 | 5.9617 | 7.2165
1 | 1.2187 | Zero | 4 | Low | Mid | Out | Low | LimitedEE | 27 | 30710.37 | 12.0046 | 30209.3647 | ESR-4h-21 | 9.1043 | 2.1839 | 3.119 | 17.3075 | 2.7087 | 1.5447 | 5.9617 | 8.8578
1 | 0.77104 | Zero | 8 | Mid | Mid | Out | Low | DERBreakthrough | 28 | 28095.27 | 7.0799 | 28284.8733 | ESR-4h-23 | 6.3451 | 1.522 | 2.72 | 11.3219 | 1.4403 | 0.016024 | 5.9617 | 4.7101
1 | 1.1788 | Zero | 6 | Mid | High | In | High | LimitedEE | 29 | 30710.37 | 8.9953 | 30601.8536 | NewCT2-2 | 9.3899 | 2.2524 | 2.8441 | 14.0918 | 2.0276 | 0.72382 | 5.9617 | 6.6306
1 | 1.0468 | Large | 4 | Low | Low | In | Mid | DERBreakthrough | 30 | 28095.27 | 8.3347 | 28081.5741 | NewCT1-2 | 8.4011 | 2.0152 | 3.0628 | 13.4127 | 1.8822 | 0.54862 | 5.9617 | 6.1552
1 | 0.85082 | Zero | 6 | High | Mid | Out | Mid | AllOptions | 31 | 29266.38 | 8.2453 | 29275.9376 | NewCT1-3 | 8.4901 | 2.0365 | 3.5695 | 13.8513 | 1.9725 | 0.6574 | 5.9617 | 6.4503
1 | 1.2251 | Zero | 2 | Low | High | In | High | DERBreakthrough | 32 | 28095.27 | 8.5851 | 28044.4376 | ESR-4h-11 | 6.9899 | 1.6767 | 2.7352 | 12.997 | 1.7958 | 0.44447 | 5.9617 | 5.8726
1 | 1.041 | Moderate | 4 | High | Low | In | High | LimitedEE | 33 | 30710.37 | 12.8564 | 30111.7241 | ESR-4h-24 | 16.3278 | 3.9166 | 3.1104 | 19.8834 | 3.2555 | 2.2037 | 5.9617 | 10.646
1 | 0.97681 | Large | 6 | Mid | Low | In | Mid | AllOptions | 34 | 29266.38 | 8.9953 | 29159.8481 | NewCT2-1 | 8.5048 | 2.0401 | 3.0951 | 14.1304 | 2.0344 | 0.73201 | 5.9617 | 6.6528
1 | 1.0839 | Moderate | 8 | Low | Mid | In | Mid | DERBreakthrough | 35 | 28095.27 | 8.2453 | 28104.8271 | NewCT1-1 | 9.9506 | 2.3869 | 2.6514 | 13.2835 | 1.8571 | 0.51833 | 5.9617 | 6.073
1 | 0.89151 | Zero | 6 | Mid | Mid | In | High | DERBreakthrough | 36 | 28095.27 | 7.8 | 28166.5078 | NY-2 | 6.8239 | 1.6369 | 4.0852 | 13.5221 | 1.8997 | 0.56971 | 5.9617 | 6.2124
1 | 1.1279 | Zero | 6 | Mid | Low | In | Mid | Ref | 37 | 27856.5 | 8.2453 | 27865.0466 | NewCT1-3 | 6.3475 | 1.5226 | 3.4314 | 13.1993 | 1.8349 | 0.49153 | 5.9617 | 6.0003
1 | 0.84969 | Large | 8 | High | Mid | In | High | LimitedEE | 38 | 30710.37 | 8.3741 | 30690.8069 | ESR-4h-24 | 8.1273 | 1.9495 | 3.6832 | 14.0068 | 2.0049 | 0.69643 | 5.9617 | 6.5562
1 | 0.87019 | Moderate | 4 | High | Low | In | Low | DERBreakthrough | 39 | 28095.27 | 8.2453 | 28102.4269 | NewCT1-1 | 6.4804 | 1.5545 | 3.0798 | 12.8795 | 1.769 | 0.41209 | 5.9617 | 5.7847
1 | 0.9998 | Large | 2 | High | Low | In | Low | DERBreakthrough | 40 | 28095.27 | 8.459 | 28062.7241 | ESR-4h-14 | 8.2218 | 1.9722 | 3.7084 | 14.1395 | 2.0329 | 0.73021 | 5.9617 | 6.6479
1 | 0.81209 | Moderate | 2 | High | Low | Out | Mid | LimitedEE | 41 | 30710.37 | 13.6872 | 30090.37 | NECEC | 9.4272 | 2.2613 | 4.0179 | 19.9664 | 3.2681 | 2.2188 | 5.9617 | 10.6871
1 | 1.1187 | Moderate | 2 | Low | Mid | In | Mid | Ref | 42 | 27856.5 | 8.1293 | 27874.9564 | ESR-4h-9 | 7.787 | 1.8679 | 3.4129 | 13.4101 | 1.8797 | 0.54557 | 5.9617 | 6.1469
1 | 1.0181 | Zero | 8 | High | Mid | In | High | DERBreakthrough | 43 | 28095.27 | 8.2453 | 28099.3655 | NewCT1-1 | 8.3367 | 1.9997 | 3.8503 | 14.0953 | 2.0227 | 0.71794 | 5.9617 | 6.6146
1 | 1.052 | Moderate | 6 | High | Mid | In | Low | LimitedEE | 44 | 30710.37 | 9.2898 | 30556.7241 | NewCT2-3 | 10.0555 | 2.412 | 3.9097 | 15.6115 | 2.3442 | 1.1054 | 5.9617 | 7.666
1 | 0.92696 | Large | 6 | High | Mid | In | Mid | DERBreakthrough | 45 | 28095.27 | 7.3908 | 28232.3094 | ESR-4h-14 | 6.9236 | 1.6608 | 3.1565 | 12.2081 | 1.626 | 0.2398 | 5.9617 | 5.3173
1 | 1.0196 | Large | 8 | High | High | In | Mid | LimitedEE | 46 | 30710.37 | 8.2453 | 30719.7139 | NewCT1-4 | 7.3273 | 1.7576 | 3.8401 | 13.843 | 1.9692 | 0.65347 | 5.9617 | 6.4397
1 | 0.77633 | Large | 4 | Mid | Low | Out | High | AllOptions | 47 | 29266.38 | 8.2453 | 29274.6978 | NewCT1-2 | 7.6485 | 1.8347 | 3.8042 | 13.8841 | 1.9782 | 0.66423 | 5.9617 | 6.4689
1 | 0.853 | Zero | 6 | Mid | High | In | Mid | Ref | 48 | 27856.5 | 5.5475 | 28333.9141 | ESR-2h-5 | 7.2074 | 1.7288 | 3.6801 | 10.9564 | 1.3317 | 0 | 5.9617 | 4.3549
1 | 0.97969 | Large | 8 | Low | Low | In | Mid | DERBreakthrough | 49 | 28095.27 | 8.2453 | 28098.6002 | NewCT1-2 | 5.7352 | 1.3757 | 3.7608 | 13.3818 | 1.8718 | 0.536 | 5.9617 | 6.121
1 | 1.1623 | Large | 6 | Low | High | In | High | LimitedEE | 50 | 30710.37 | 8.9953 | 30599.9607 | NewCT2-2 | 7.053 | 1.6918 | 3.1704 | 13.8575 | 1.976 | 0.66168 | 5.9617 | 6.462
1 | 1.0989 | Zero | 2 | Low | High | In | High | AllOptions | 51 | 29266.38 | 8.8413 | 29177.0741 | NY-3 | 10.383 | 2.4906 | 3.9477 | 15.2796 | 2.2736 | 1.0203 | 5.9617 | 7.4349
1 | 1.0632 | Moderate | 2 | High | Mid | In | High | AllOptions | 52 | 29266.38 | 9.5479 | 29076.7241 | ESR-4h-14 | 10.5603 | 2.5331 | 2.8324 | 14.9135 | 2.2021 | 0.93411 | 5.9617 | 7.2011
1 | 1.0597 | Moderate | 8 | Low | Mid | Out | Low | Ref | 53 | 27856.5 | 7.6468 | 27951.0741 | ESR-4h-9 | 9.1377 | 2.1919 | 3.1016 | 12.9403 | 1.7817 | 0.4275 | 5.9617 | 5.8265
1 | 1.1203 | Large | 2 | Low | High | In | High | AllOptions | 54 | 29266.38 | 8.2453 | 29276.177 | NewCT1-1 | 6.2691 | 1.5038 | 1.9797 | 11.7288 | 1.5308 | 0.1251 | 5.9617 | 5.006
1 | 0.95392 | Moderate | 8 | High | High | In | Low | Ref | 55 | 27856.5 | 5.9526 | 28253.2762 | ESR-4h-9 | 6.2416 | 1.4972 | 2.6154 | 10.0652 | 1.0809 | 0 | 5.9617 | 3.5348
1 | 0.76537 | Large | 6 | High | High | In | High | DERBreakthrough | 56 | 28095.27 | 5.0863 | 28671.0741 | ESR-4h-14 | 4.8488 | 1.1631 | 2.8477 | 9.0971 | 0.79793 | 0 | 5.9617 | 2.6093
1 | 1.0578 | Large | 2 | High | High | In | High | LimitedEE | 57 | 30710.37 | 9.8048 | 30486.2971 | ESR-4h-19 | 8.6332 | 2.0709 | 4.7632 | 16.6389 | 2.5576 | 1.3625 | 5.9617 | 8.3636
1 | 0.84583 | Moderate | 2 | Mid | Low | Out | High | AllOptions | 58 | 29266.38 | 8.9953 | 29164.1519 | NewCT2-1 | 8.4086 | 2.017 | 2.85 | 13.8623 | 1.9788 | 0.66506 | 5.9617 | 6.4711
1 | 0.88983 | Large | 8 | High | Low | In | Low | AllOptions | 59 | 29266.38 | 8.2453 | 29275.9363 | NewCT1-4 | 5.4728 | 1.3128 | 3.4743 | 13.0323 | 1.7992 | 0.44853 | 5.9617 | 5.8836
1 | 0.77856 | Moderate | 8 | High | Mid | Out | High | LimitedEE | 60 | 30710.37 | 8.2453 | 30715.746 | NewCT1-4 | 8.3129 | 1.994 | 1.9856 | 12.2249 | 1.6361 | 0.25198 | 5.9617 | 5.3503
1 | 1.0898 | Zero | 6 | Low | High | In | Mid | Ref | 61 | 27856.5 | 7.2719 | 28014.7397 | ESR-4h-14 | 7.4657 | 1.7908 | 3.5968 | 12.6595 | 1.7194 | 0.35232 | 5.9617 | 5.6226
1 | 1.1966 | Large | 6 | Low | High | In | Low | DERBreakthrough | 62 | 28095.27 | 8.3085 | 28087.188 | ESR-4h-2 | 4.8829 | 1.1713 | 1.8039 | 11.2837 | 1.4373 | 0.012413 | 5.9617 | 4.7003
1 | 0.87154 | Zero | 8 | Mid | Low | In | Low | Ref | 63 | 27856.5 | 8.2453 | 27864.6325 | NewCT1-1 | 5.4997 | 1.3192 | 3.1454 | 12.7099 | 1.7326 | 0.36826 | 5.9617 | 5.6658
1 | 0.85135 | Moderate | 8 | High | Mid | In | Low | AllOptions | 64 | 29266.38 | 8.2453 | 29275.6885 | NewCT1-2 | 7.2824 | 1.7468 | 2.979 | 12.9711 | 1.789 | 0.4362 | 5.9617 | 5.8502
1 | 0.9987 | Large | 6 | Mid | Mid | In | Low | DERBreakthrough | 65 | 28095.27 | 7.9511 | 28141.8926 | ESR-4h-14 | 8.0708 | 1.936 | 2.7887 | 12.6757 | 1.7273 | 0.36191 | 5.9617 | 5.6486
1 | 1.1896 | Moderate | 8 | Mid | Low | Out | Low | Ref | 66 | 27856.5 | 8.2453 | 27866.3742 | NewCT1-2 | 8.9496 | 2.1467 | 3.649 | 14.0411 | 2.0123 | 0.70542 | 5.9617 | 6.5806
1 | 0.84325 | Moderate | 8 | High | High | In | High | LimitedEE | 67 | 30710.37 | 8.2453 | 30715.3671 | NewCT1-3 | 6.1989 | 1.4869 | 3.3759 | 13.1081 | 1.8158 | 0.46858 | 5.9617 | 5.938
1 | 0.9306 | Moderate | 2 | Mid | Mid | In | High | AllOptions | 68 | 29266.38 | 8.9953 | 29160.3887 | NewCT2-1 | 8.1138 | 1.9463 | 3.4263 | 14.3679 | 2.083 | 0.79053 | 5.9617 | 6.8116
1 | 0.915 | Large | 8 | High | High | In | Low | LimitedEE | 69 | 30710.37 | 8.2453 | 30715.3671 | NewCT1-3 | 6.6128 | 1.5862 | 3.1213 | 12.9528 | 1.7843 | 0.43055 | 5.9617 | 5.8348
1 | 0.91148 | Moderate | 2 | High | Low | In | High | Ref | 70 | 27856.5 | 7.8037 | 27926.2849 | ESR-4h-17 | 5.1748 | 1.2413 | 3.4194 | 12.4644 | 1.6789 | 0.3036 | 5.9617 | 5.4904
1 | 0.7699 | Moderate | 8 | High | Mid | In | High | DERBreakthrough | 71 | 28095.27 | 5.8677 | 28508.0061 | ESR-4h-18 | 6.0353 | 1.4477 | 3.0018 | 10.3173 | 1.1512 | 0 | 5.9617 | 3.7646
1 | 1.1696 | Large | 4 | Mid | Mid | In | Mid | LimitedEE | 72 | 30710.37 | 12.0652 | 30201.9141 | ESR-4h-19 | 8.7421 | 2.097 | 3.8077 | 17.9699 | 2.8454 | 1.7095 | 5.9617 | 9.305
1 | 0.93033 | Moderate | 6 | High | Mid | In | Low | AllOptions | 73 | 29266.38 | 8.2453 | 29275.6885 | NewCT1-2 | 5.9493 | 1.4271 | 2.3732 | 12.0455 | 1.5959 | 0.20348 | 5.9617 | 5.2187
1 | 0.93085 | Moderate | 8 | Low | Mid | In | High | LimitedEE | 74 | 30710.37 | 8.9953 | 30599.1124 | NewCT2-2 | 10.2769 | 2.4651 | 1.6782 | 13.1386 | 1.8318 | 0.48781 | 5.9617 | 5.9902
1 | 0.85787 | Large | 2 | Mid | Low | Out | Mid | Ref | 75 | 27856.5 | 7.3394 | 28001.9587 | ESR-4h-21 | 7.5644 | 1.8145 | 2.8535 | 12.0075 | 1.5851 | 0.19051 | 5.9617 | 5.1835
1 | 0.87334 | Zero | 2 | Mid | Mid | In | High | LimitedEE | 76 | 30710.37 | 11.5381 | 30264.3923 | ESR-4h-28 | 11.2891 | 2.7079 | 3.2185 | 17.4645 | 2.7414 | 1.5842 | 5.9617 | 8.9649
1 | 1.1999 | Zero | 4 | Mid | Mid | Out | Mid | DERBreakthrough | 77 | 28095.27 | 8.3408 | 28081.1546 | ESR-4h-12 | 7.0294 | 1.6862 | 3.5622 | 13.5892 | 1.9169 | 0.59039 | 5.9617 | 6.2685
1 | 0.95477 | Large | 4 | Low | Mid | Out | High | LimitedEE | 78 | 30710.37 | 10.1033 | 30446.1049 | ESR-4h-24 | 10.0655 | 2.4144 | 4.07 | 16.5877 | 2.5506 | 1.3541 | 5.9617 | 8.3407
1 | 1.1175 | Large | 6 | Mid | Low | In | Mid | LimitedEE | 79 | 30710.37 | 12.0011 | 30209.4141 | ESR-4h-18 | 9.4577 | 2.2686 | 4.2243 | 18.4941 | 2.9544 | 1.8408 | 5.9617 | 9.6612
1 | 0.79045 | Moderate | 8 | High | High | In | Low | AllOptions | 80 | 29266.38 | 6.1488 | 29625.2231 | ESR-4h-19 | 6.6665 | 1.5991 | 3.0827 | 10.8306 | 1.2997 | 0 | 5.9617 | 4.2503
1 | 1.0145 | Zero | 4 | Mid | Mid | In | Low | Ref | 81 | 27856.5 | 8.2453 | 27865.8462 | NewCT1-1 | 9.3873 | 2.2517 | 3.0234 | 13.5204 | 1.9053 | 0.57642 | 5.9617 | 6.2306
1 | 0.81497 | Large | 4 | High | Mid | In | Low | Ref | 82 | 27856.5 | 5.9787 | 28248.122 | ESR-4h-14 | 5.7573 | 1.381 | 3.5735 | 10.9332 | 1.3258 | 0 | 5.9617 | 4.3355
1 | 0.85346 | Large | 8 | High | Low | Out | High | LimitedEE | 83 | 30710.37 | 8.9953 | 30607.2337 | NewCT2-2 | 8.6722 | 2.0802 | 4.1523 | 15.2278 | 2.2614 | 1.0056 | 5.9617 | 7.3952
1 | 0.8473 | Zero | 6 | High | High | In | Low | LimitedEE | 84 | 30710.37 | 8.3348 | 30697.1687 | ESR-4h-22 | 9.0081 | 2.1608 | 3.75 | 14.2455 | 2.0552 | 0.75705 | 5.9617 | 6.7207
1 | 1.2301 | Zero | 6 | Low | Mid | In | Low | DERBreakthrough | 85 | 28095.27 | 8.6336 | 28037.4342 | ESR-4h-10 | 6.2237 | 1.4929 | 3.4738 | 13.6002 | 1.9197 | 0.59382 | 5.9617 | 6.2778
1 | 1.1324 | Moderate | 6 | Low | High | In | High | LimitedEE | 86 | 30710.37 | 8.9953 | 30599.9607 | NewCT2-2 | 9.0343 | 2.1671 | 3.1712 | 14.3336 | 2.0771 | 0.78347 | 5.9617 | 6.7924
1 | 1.1298 | Zero | 2 | Mid | High | Out | Low | Ref | 87 | 27856.5 | 7.6599 | 27950.586 | ESR-4h-11 | 7.1158 | 1.7069 | 3.8056 | 13.1724 | 1.8271 | 0.48214 | 5.9617 | 5.9748
1 | 0.89931 | Zero | 6 | Mid | Low | In | Low | AllOptions | 88 | 29266.38 | 8.9953 | 29160.6202 | NewCT2-1 | 6.7048 | 1.6083 | 2.4344 | 13.0379 | 1.8062 | 0.45696 | 5.9617 | 5.9065
1 | 0.96523 | Moderate | 8 | Mid | Low | In | High | AllOptions | 89 | 29266.38 | 8.5386 | 29222.5607 | ESR-4h-16 | 10.8898 | 2.6122 | 3.2276 | 14.3784 | 2.0863 | 0.79455 | 5.9617 | 6.8225
1 | 0.9753 | Moderate | 8 | High | Mid | In | Mid | Ref | 90 | 27856.5 | 7.4841 | 27977.7241 | NY-5 | 7.3229 | 1.7566 | 3.2753 | 12.516 | 1.6907 | 0.31778 | 5.9617 | 5.5288
1 | 1.1259 | Zero | 6 | Mid | Low | In | Mid | Ref | 91 | 27856.5 | 8.2453 | 27865.0466 | NewCT1-3 | 5.7016 | 1.3676 | 3.6146 | 13.2275 | 1.8398 | 0.49751 | 5.9617 | 6.0165
1 | 0.85576 | Zero | 6 | High | High | In | Low | LimitedEE | 92 | 30710.37 | 8.474 | 30675.7574 | ESR-4h-22 | 8.3662 | 2.0068 | 2.8132 | 13.294 | 1.8584 | 0.51992 | 5.9617 | 6.0773
1 | 0.76769 | Moderate | 8 | High | High | In | Low | DERBreakthrough | 93 | 28095.27 | 5.3828 | 28607.0741 | ESR-4h-16 | 5.6885 | 1.3645 | 2.4726 | 9.2199 | 0.83647 | 0 | 5.9617 | 2.7354
1 | 0.97159 | Zero | 8 | Low | High | In | High | Ref | 94 | 27856.5 | 6.1242 | 28219.7714 | ESR-4h-16 | 4.5412 | 1.0893 | 3.5067 | 10.7202 | 1.2644 | 0 | 5.9617 | 4.1348
1 | 1.1684 | Zero | 4 | Low | High | In | High | LimitedEE | 95 | 30710.37 | 9.7986 | 30487.406 | ESR-4h-17 | 11.374 | 2.7283 | 3.3749 | 15.9019 | 2.4089 | 1.1833 | 5.9617 | 7.8773
1 | 0.81279 | Zero | 4 | Mid | Low | In | Low | LimitedEE | 96 | 30710.37 | 10.8706 | 30346.5334 | NY-5 | 11.6203 | 2.7874 | 3.7511 | 17.4091 | 2.7267 | 1.5664 | 5.9617 | 8.9167
1 | 1.0924 | Moderate | 8 | Mid | Mid | In | Mid | Ref | 97 | 27856.5 | 7.7903 | 27927.9141 | ESR-4h-12 | 7.2513 | 1.7394 | 3.8508 | 13.3805 | 1.871 | 0.53507 | 5.9617 | 6.1184
1 | 0.87792 | Large | 4 | Mid | High | In | High | DERBreakthrough | 98 | 28095.27 | 5.2148 | 28644.7381 | ESR-4h-14 | 5.5177 | 1.3235 | 3.0571 | 9.5955 | 0.94112 | 0 | 5.9617 | 3.0776
1 | 1.0565 | Moderate | 8 | Low | High | In | High | AllOptions | 99 | 29266.38 | 8.2453 | 29276.177 | NewCT1-1 | 8.3678 | 2.0072 | 2.8463 | 13.0988 | 1.8168 | 0.46976 | 5.9617 | 5.9412
1 | 1.1455 | Zero | 4 | Low | Mid | In | Mid | DERBreakthrough | 100 | 28095.27 | 8.2453 | 28099.3538 | NewCT1-2 | 10.4112 | 2.4974 | 3.3847 | 14.1273 | 2.0321 | 0.72927 | 5.9617 | 6.6453
1 | 1.188 | Large | 6 | Low | High | In | High | LimitedEE | 101 | 30710.37 | 8.9953 | 30607.0322 | NewCT2-2 | 9.8024 | 2.3513 | 2.4476 | 13.7942 | 1.9667 | 0.65036 | 5.9617 | 6.4312
1 | 0.96069 | Large | 2 | High | High | In | Mid | Ref | 102 | 27856.5 | 6.0183 | 28239.9382 | ESR-4h-8 | 6.4657 | 1.5509 | 2.8155 | 10.3847 | 1.1722 | 0 | 5.9617 | 3.8334
1 | 1.0941 | Large | 6 | Mid | Mid | In | Low | Ref | 103 | 27856.5 | 7.7903 | 27927.9141 | ESR-4h-12 | 6.0043 | 1.4403 | 4.2897 | 13.5203 | 1.8982 | 0.56788 | 5.9617 | 6.2074
1 | 0.79117 | Moderate | 4 | High | Low | In | High | LimitedEE | 104 | 30710.37 | 11.5662 | 30261.0062 | NewCT2-2 | 11.542 | 2.7686 | 3.1929 | 17.5278 | 2.755 | 1.6005 | 5.9617 | 9.0093
1 | 1.1772 | Large | 6 | Low | Mid | In | Mid | AllOptions | 105 | 29266.38 | 8.9953 | 29162.2368 | NewCT2-1 | 9.3854 | 2.2513 | 2.7177 | 13.9643 | 2.0012 | 0.69204 | 5.9617 | 6.5443
1 | 1.1627 | Moderate | 4 | Mid | Mid | In | Mid | Ref | 106 | 27856.5 | 7.9791 | 27898.9561 | ESR-4h-12 | 10.6013 | 2.5429 | 3.9743 | 14.4963 | 2.1072 | 0.8197 | 5.9617 | 6.8907
1 | 1.081 | Large | 8 | Mid | Low | In | Low | DERBreakthrough | 107 | 28095.27 | 8.2453 | 28099.0229 | NewCT1-3 | 11.8379 | 2.8396 | 3.8919 | 14.9768 | 2.2096 | 0.94317 | 5.9617 | 7.2257
1 | 1.0657 | Moderate | 2 | Mid | High | In | Mid | LimitedEE | 108 | 30710.37 | 9.9122 | 30471.8031 | ESR-4h-20 | 12.3157 | 2.9542 | 3.564 | 16.4304 | 2.52 | 1.3173 | 5.9617 | 8.2408
1 | 1.2005 | Zero | 6 | Low | Low | Out | High | Ref | 109 | 27856.5 | 8.3466 | 27842.5506 | ESR-4h-14 | 11.7128 | 2.8096 | 3.165 | 14.3211 | 2.0745 | 0.78033 | 5.9617 | 6.7839
1 | 0.78661 | Large | 6 | Mid | Mid | In | Low | LimitedEE | 110 | 30710.37 | 8.7504 | 30634.3923 | ESR-4h-28 | 8.1175 | 1.9472 | 2.7587 | 13.4563 | 1.8932 | 0.5618 | 5.9617 | 6.191
1 | 0.92464 | Large | 6 | High | Mid | In | Mid | Ref | 111 | 27856.5 | 6.9127 | 28075.6215 | ESR-4h-12 | 8.2977 | 1.9904 | 3.1225 | 12.0255 | 1.5874 | 0.19332 | 5.9617 | 5.1911
1 | 0.96879 | Moderate | 2 | Mid | Low | In | Mid | AllOptions | 112 | 29266.38 | 10.3338 | 28971.3984 | ESR-4h-22 | 8.8438 | 2.1214 | 2.7314 | 15.1867 | 2.2606 | 1.0047 | 5.9617 | 7.3926
1 | 0.93152 | Moderate | 8 | Low | High | Out | High | DERBreakthrough | 113 | 28095.27 | 5.7352 | 28535.5241 | ESR-4h-15 | 8.0881 | 1.9401 | 3.1703 | 10.8456 | 1.3034 | 0 | 5.9617 | 4.2623
1 | 0.7915 | Moderate | 8 | High | Low | In | Low | Ref | 114 | 27856.5 | 7.2773 | 28012.2241 | NY-5 | 5.2334 | 1.2553 | 4.4623 | 12.9949 | 1.7857 | 0.43231 | 5.9617 | 5.8396
1 | 0.97726 | Zero | 8 | High | Low | In | High | LimitedEE | 115 | 30710.37 | 8.9953 | 30604.599 | NewCT2-4 | 8.4737 | 2.0326 | 2.917 | 13.9448 | 1.996 | 0.68573 | 5.9617 | 6.5272
1 | 1.1071 | Moderate | 2 | Low | High | In | Mid | LimitedEE | 116 | 30710.37 | 10.4788 | 30397.0773 | ESR-4h-21 | 10.4459 | 2.5057 | 3.9224 | 16.9068 | 2.6191 | 1.4367 | 5.9617 | 8.5649
1 | 0.96135 | Large | 2 | Low | Low | In | Low | DERBreakthrough | 117 | 28095.27 | 8.4566 | 28063.0741 | NewCT1-1 | 8.2438 | 1.9774 | 2.9422 | 13.3763 | 1.8752 | 0.54011 | 5.9617 | 6.1321
1 | 1.1308 | Zero | 4 | Low | Low | In | Low | DERBreakthrough | 118 | 28095.27 | 8.9953 | 27993.0869 | NewCT2-1 | 8.2883 | 1.9881 | 3.6296 | 14.613 | 2.1338 | 0.85187 | 5.9617 | 6.978
1 | 0.86634 | Zero | 4 | Mid | Low | In | Mid | LimitedEE | 119 | 30710.37 | 10.8706 | 30346.5334 | ESR-4h-28 | 7.0512 | 1.6914 | 4.2011 | 16.7631 | 2.5871 | 1.3981 | 5.9617 | 8.4601
1 | 0.81767 | Large | 2 | High | Low | In | Mid | LimitedEE | 120 | 30710.37 | 13.6872 | 30090.37 | NECEC | 9.9678 | 2.391 | 2.9627 | 19.0408 | 3.0775 | 1.9892 | 5.9617 | 10.0638
1 | 1.1975 | Zero | 6 | Low | Low | In | Low | AllOptions | 121 | 29266.38 | 8.9953 | 29155.3791 | NewCT2-3 | 7.174 | 1.7208 | 3.3725 | 14.0886 | 2.024 | 0.71944 | 5.9617 | 6.6187
1 | 1.1866 | Moderate | 6 | Low | High | In | High | AllOptions | 122 | 29266.38 | 8.2453 | 29274.4583 | NewCT1-1 | 7.3155 | 1.7548 | 3.3222 | 13.3223 | 1.8616 | 0.52373 | 5.9617 | 6.0877
1 | 1.0809 | Moderate | 2 | Low | Low | In | Low | Ref | 123 | 27856.5 | 8.9449 | 27753.0473 | ESR-4h-15 | 9.335 | 2.2392 | 3.0197 | 14.2038 | 2.0504 | 0.75129 | 5.9617 | 6.7051
1 | 0.79984 | Moderate | 6 | High | High | In | High | AllOptions | 124 | 29266.38 | 6.2771 | 29600.9368 | ESR-4h-19 | 6.7118 | 1.61 | 2.447 | 10.3341 | 1.1604 | 0 | 5.9617 | 3.7945
1 | 1.224 | Moderate | 6 | Low | Mid | In | High | DERBreakthrough | 125 | 28095.27 | 8.5743 | 28045.9888 | ESR-4h-7 | 7.201 | 1.7273 | 2.8448 | 13.1465 | 1.8269 | 0.48197 | 5.9617 | 5.9743
1 | 1.124 | Zero | 8 | Low | High | Out | Low | AllOptions | 126 | 29266.38 | 8.2453 | 29275.2459 | NewCT1-2 | 6.058 | 1.4531 | 4.4975 | 14.1959 | 2.0405 | 0.73931 | 5.9617 | 6.6726
1 | 0.96718 | Zero | 6 | High | Low | Out | Mid | Ref | 127 | 27856.5 | 8.2453 | 27865.2085 | NewCT1-2 | 7.646 | 1.8341 | 3.7324 | 13.8118 | 1.9632 | 0.6462 | 5.9617 | 6.42
1 | 1.0496 | Moderate | 2 | Mid | Mid | In | Mid | DERBreakthrough | 128 | 28095.27 | 8.2453 | 28105.1395 | NewCT1-1 | 7.2696 | 1.7438 | 3.946 | 13.9351 | 1.9882 | 0.6763 | 5.9617 | 6.5016
1 | 1.0737 | Large | 8 | High | Mid | Out | High | Ref | 129 | 27856.5 | 7.4841 | 27977.7241 | ESR-4h-11 | 9.6619 | 2.3176 | 3.2623 | 13.064 | 1.8071 | 0.45807 | 5.9617 | 5.9095
1 | 0.80248 | Moderate | 8 | Mid | High | In | Low | DERBreakthrough | 130 | 28095.27 | 5.4162 | 28600.5093 | ESR-2h-2 | 4.3374 | 1.0404 | 2.6713 | 9.1279 | 0.80823 | 0 | 5.9617 | 2.643
1 | 1.2136 | Moderate | 2 | Mid | High | In | Mid | AllOptions | 131 | 29266.38 | 8.4738 | 29233.2006 | ESR-4h-13 | 5.4058 | 1.2967 | 3.6715 | 13.442 | 1.885 | 0.552 | 5.9617 | 6.1644
1 | 1.2081 | Moderate | 2 | Mid | Mid | In | Low | LimitedEE | 132 | 30710.37 | 13.6872 | 30090.37 | NECEC | 10.6415 | 2.5526 | 2.661 | 18.9008 | 3.0494 | 1.9554 | 5.9617 | 9.9721
1 | 1.0474 | Zero | 4 | High | Mid | Out | Low | DERBreakthrough | 133 | 28095.27 | 8.2453 | 28105.075 | NewCT1-2 | 5.8883 | 1.4124 | 4.1109 | 13.7686 | 1.9519 | 0.63261 | 5.9617 | 6.3831
1 | 0.90326 | Moderate | 2 | High | High | Out | Mid | DERBreakthrough | 134 | 28095.27 | 5.4608 | 28592.4676 | ESR-4h-12 | 6.444 | 1.5457 | 3.4508 | 10.4573 | 1.1885 | 0 | 5.9617 | 3.8864
1 | 0.99374 | Zero | 8 | Mid | High | In | Mid | DERBreakthrough | 135 | 28095.27 | 6.7976 | 28333.9141 | ESR-4h-14 | 7.0477 | 1.6906 | 3.1354 | 11.6236 | 1.502 | 0.090396 | 5.9617 | 4.9119
1 | 0.81829 | Zero | 6 | Mid | Mid | In | Mid | Ref | 136 | 27856.5 | 7.1 | 28042.8805 | NY-1 | 5.0839 | 1.2195 | 3.2224 | 11.5419 | 1.4842 | 0.068917 | 5.9617 | 4.8536
1 | 1.2189 | Zero | 6 | Low | High | In | Mid | LimitedEE | 137 | 30710.37 | 8.9953 | 30602.7594 | NewCT2-3 | 12.7478 | 3.0578 | 3.1165 | 15.1696 | 2.2549 | 0.99773 | 5.9617 | 7.3738
1 | 1.0164 | Zero | 8 | Low | Mid | Out | High | AllOptions | 138 | 29266.38 | 8.5181 | 29224.9443 | ESR-4h-17 | 10.2913 | 2.4686 | 3.4736 | 14.4603 | 2.1023 | 0.81385 | 5.9617 | 6.8748
1 | 1.0494 | Moderate | 8 | High | Mid | In | High | Ref | 139 | 27856.5 | 7.4841 | 27977.7241 | ESR-4h-11 | 6.4707 | 1.5521 | 3.5595 | 12.5958 | 1.706 | 0.33626 | 5.9617 | 5.579
1 | 1.0424 | Moderate | 2 | Low | Low | In | Low | Ref | 140 | 27856.5 | 8.4793 | 27821.235 | ESR-4h-15 | 6.1764 | 1.4815 | 4.0028 | 13.9636 | 1.9939 | 0.68323 | 5.9617 | 6.5204
1 | 1.0387 | Large | 8 | Low | High | In | High | AllOptions | 141 | 29266.38 | 8.2453 | 29276.177 | NewCT1-1 | 10.788 | 2.5877 | 2.8647 | 13.6977 | 1.9438 | 0.62285 | 5.9617 | 6.3566
1 | 0.93941 | Large | 4 | Low | High | In | Mid | Ref | 142 | 27856.5 | 5.8118 | 28282.128 | ESR-4h-11 | 4.216 | 1.0113 | 2.9078 | 9.7308 | 0.98157 | 0 | 5.9617 | 3.2099
1 | 1.1188 | Zero | 8 | Low | Low | In | Mid | LimitedEE | 143 | 30710.37 | 9.8095 | 30485.4069 | ESR-4h-17 | 9.1101 | 2.1853 | 3.5857 | 15.5805 | 2.3395 | 1.0997 | 5.9617 | 7.6504
1 | 1.0931 | Zero | 6 | Mid | Low | In | Low | DERBreakthrough | 144 | 28095.27 | 8.6 | 28043.1441 | NY-3 | 7.1711 | 1.7201 | 3.9562 | 14.2763 | 2.0606 | 0.76354 | 5.9617 | 6.7383
1 | 0.94859 | Large | 2 | Low | High | In | High | DERBreakthrough | 145 | 28095.27 | 5.9009 | 28501.6611 | ESR-4h-12 | 7.0925 | 1.7013 | 2.8321 | 10.4343 | 1.1865 | 0 | 5.9617 | 3.88
1 | 0.94024 | Large | 2 | Low | Mid | In | High | LimitedEE | 146 | 30710.37 | 11.6955 | 30245.7437 | ESR-4h-30 | 9.8036 | 2.3516 | 3.7936 | 17.8408 | 2.8181 | 1.6766 | 5.9617 | 9.2156
1 | 0.98187 | Large | 2 | Low | Mid | In | Low | LimitedEE | 147 | 30710.37 | 12.4563 | 30156.8228 | ESR-4h-32 | 11.8222 | 2.8358 | 3.7812 | 19.0733 | 3.0798 | 1.992 | 5.9617 | 10.0714
1 | 1.1722 | Zero | 4 | Mid | Low | In | Mid | LimitedEE | 148 | 30710.37 | 13.6872 | 30090.37 | NECEC | 10.9882 | 2.6358 | 2.8799 | 19.2029 | 3.1123 | 2.0312 | 5.9617 | 10.1778
1 | 1.193 | Large | 8 | Low | Mid | In | High | Ref | 149 | 27856.5 | 8.2734 | 27852.9811 | ESR-4h-4 | 5.7116 | 1.37 | 3.5377 | 13.1812 | 1.8304 | 0.48618 | 5.9617 | 5.9858
1 | 1.0789 | Large | 8 | Mid | Low | In | Low | DERBreakthrough | 150 | 28095.27 | 8.2453 | 28099.0229 | NewCT1-3 | 9.6517 | 2.3152 | 4.2671 | 14.8276 | 2.1758 | 0.90248 | 5.9617 | 7.1153
1 | 1.0425 | Moderate | 8 | Low | Mid | In | Mid | DERBreakthrough | 151 | 28095.27 | 8.2453 | 28104.8271 | NewCT1-1 | 9.4857 | 2.2754 | 2.0357 | 12.5564 | 1.7062 | 0.33644 | 5.9617 | 5.5795
1 | 0.84528 | Zero | 6 | Mid | Low | Out | Mid | LimitedEE | 152 | 30710.37 | 9.2963 | 30555.9081 | ESR-4h-29 | 6.3876 | 1.5322 | 3.4993 | 14.3278 | 2.074 | 0.77979 | 5.9617 | 6.7824
1 | 0.8344 | Zero | 8 | Mid | High | In | Mid | DERBreakthrough | 153 | 28095.27 | 5.8443 | 28513.1182 | ESR-4h-15 | 9.5724 | 2.2961 | 2.6111 | 10.7516 | 1.2804 | 0 | 5.9617 | 4.187
1 | 1.1939 | Moderate | 4 | Low | Low | Out | High | LimitedEE | 154 | 30710.37 | 13.6872 | 30090.37 | NECEC | 10.3877 | 2.4917 | 3.6289 | 19.8078 | 3.2366 | 2.1809 | 5.9617 | 10.5841
1 | 0.8525 | Zero | 2 | High | High | In | Mid | Ref | 155 | 27856.5 | 5.4162 | 28361.3119 | ESR-2h-8 | 4.3821 | 1.0511 | 3.0565 | 9.5239 | 0.92032 | 0 | 5.9617 | 3.0096
1 | 1.1871 | Large | 2 | Mid | High | In | High | DERBreakthrough | 156 | 28095.27 | 8.2165 | 28101.3137 | ESR-4h-8 | 7.6035 | 1.8239 | 3.445 | 13.4854 | 1.8955 | 0.56463 | 5.9617 | 6.1986
1 | 1.2005 | Moderate | 4 | Low | High | In | Mid | DERBreakthrough | 157 | 28095.27 | 8.3467 | 28080.3909 | ESR-4h-4 | 7.5716 | 1.8162 | 3.209 | 13.372 | 1.8728 | 0.5372 | 5.9617 | 6.1242
1 | 0.85406 | Large | 6 | Mid | Low | In | High | LimitedEE | 158 | 30710.37 | 8.9953 | 30608.3109 | NewCT2-3 | 8.9796 | 2.1539 | 4.4053 | 15.5545 | 2.3294 | 1.0875 | 5.9617 | 7.6174
1 | 0.9186 | Moderate | 6 | Mid | Low | In | High | DERBreakthrough | 159 | 28095.27 | 8.2453 | 28103.5956 | NewCT1-1 | 7.6783 | 1.8418 | 2.471 | 12.5581 | 1.7041 | 0.33396 | 5.9617 | 5.5727
1 | 0.94434 | Moderate | 4 | Low | Mid | Out | Low | AllOptions | 160 | 29266.38 | 8.253 | 29265.3882 | ESR-4h-19 | 6.2284 | 1.494 | 2.705 | 12.452 | 1.6803 | 0.30525 | 5.9617 | 5.4948
1 | 0.76791 | Moderate | 6 | High | Mid | In | Mid | Ref | 161 | 27856.5 | 5.8405 | 28275.1029 | ESR-4h-15 | 5.1257 | 1.2295 | 4.0641 | 11.1341 | 1.3804 | 0 | 5.9617 | 4.514
1 | 1.1953 | Zero | 8 | Low | High | In | High | DERBreakthrough | 162 | 28095.27 | 8.2963 | 28087.4583 | ESR-4h-3 | 12.1927 | 2.9247 | 2.7416 | 13.9625 | 2.0007 | 0.69144 | 5.9617 | 6.5427
1 | 0.81127 | Moderate | 8 | High | Low | In | Mid | DERBreakthrough | 163 | 28095.27 | 7.7419 | 28174.774 | ESR-4h-19 | 5.5234 | 1.3249 | 1.9694 | 11.0362 | 1.368 | 0 | 5.9617 | 4.4734
1 | 1.0685 | Moderate | 8 | Mid | Low | In | High | Ref | 164 | 27856.5 | 8.2453 | 27866.3742 | NewCT1-2 | 8.723 | 2.0924 | 3.298 | 13.6356 | 1.9282 | 0.60406 | 5.9617 | 6.3056
1 | 1.201 | Moderate | 2 | Mid | Mid | In | Mid | LimitedEE | 165 | 30710.37 | 13.6872 | 30090.37 | NECEC | 12.0269 | 2.8849 | 3.3828 | 19.9549 | 3.2692 | 2.2202 | 5.9617 | 10.6907
1 | 0.843 | Zero | 8 | Mid | Mid | In | Low | Ref | 166 | 27856.5 | 7.1 | 28042.8805 | NY-1 | 6.4457 | 1.5461 | 2.7222 | 11.3683 | 1.4502 | 0.027884 | 5.9617 | 4.7423
1 | 1.0013 | Large | 2 | Low | Low | In | Mid | AllOptions | 167 | 29266.38 | 10.8694 | 28903.1236 | ESR-4h-22 | 10.0458 | 2.4097 | 3.6277 | 16.9068 | 2.6208 | 1.4387 | 5.9617 | 8.5703
1 | 1.0927 | Moderate | 4 | Mid | Mid | In | High | AllOptions | 168 | 29266.38 | 8.9953 | 29155.3167 | NewCT2-1 | 7.0408 | 1.6889 | 3.224 | 13.9082 | 1.9865 | 0.67428 | 5.9617 | 6.4962
1 | 1.2264 | Zero | 6 | Low | High | Out | High | DERBreakthrough | 169 | 28095.27 | 8.5981 | 28042.7541 | ESR-4h-5 | 6.7359 | 1.6157 | 3.3777 | 13.5916 | 1.9184 | 0.59226 | 5.9617 | 6.2736
1 | 1.0164 | Large | 4 | High | Low | In | Low | DERBreakthrough | 170 | 28095.27 | 8.2453 | 28103.1539 | NewCT1-2 | 8.3972 | 2.0143 | 3.5263 | 13.7859 | 1.9589 | 0.64096 | 5.9617 | 6.4057
1 | 0.89463 | Zero | 2 | High | High | In | High | DERBreakthrough | 171 | 28095.27 | 6.521 | 28383.7241 | ESR-2h-8 | 5.3939 | 1.2938 | 4.4011 | 12.2159 | 1.6207 | 0.23341 | 5.9617 | 5.2999
1 | 0.82988 | Zero | 8 | Mid | Low | Out | Low | DERBreakthrough | 172 | 28095.27 | 8.0481 | 28125.938 | ESR-4h-25 | 6.1132 | 1.4664 | 4.3609 | 13.8754 | 1.9732 | 0.65824 | 5.9617 | 6.4526
1 | 0.99413 | Zero | 6 | Mid | Low | In | Mid | DERBreakthrough | 173 | 28095.27 | 8.2453 | 28104.6231 | NewCT1-3 | 8.851 | 2.1231 | 3.9485 | 14.3169 | 2.0692 | 0.77397 | 5.9617 | 6.7666
1 | 0.89675 | Large | 4 | Mid | Low | In | High | AllOptions | 174 | 29266.38 | 8.9953 | 29155.0788 | NewCT2-1 | 9.5505 | 2.2909 | 4.428 | 15.7142 | 2.3631 | 1.1282 | 5.9617 | 7.7278
1 | 1.2021 | Large | 4 | Mid | High | In | Mid | DERBreakthrough | 175 | 28095.27 | 8.3622 | 28078.8898 | ESR-4h-3 | 8.4943 | 2.0375 | 3.4457 | 13.8454 | 1.9719 | 0.65674 | 5.9617 | 6.4485
1 | 0.97906 | Moderate | 6 | Mid | High | In | High | AllOptions | 176 | 29266.38 | 7.8553 | 29327.4141 | ESR-4h-16 | 5.3497 | 1.2832 | 2.7319 | 11.8704 | 1.5567 | 0.15627 | 5.9617 | 5.0906
1 | 0.96086 | Large | 6 | High | Mid | Out | High | DERBreakthrough | 177 | 28095.27 | 7.4938 | 28215.1002 | ESR-4h-13 | 8.8404 | 2.1205 | 2.9997 | 12.6141 | 1.7131 | 0.34472 | 5.9617 | 5.6019
1 | 0.79113 | Zero | 2 | Mid | Low | Out | Low | AllOptions | 178 | 29266.38 | 8.9953 | 29163.9175 | NewCT2-1 | 6.6078 | 1.585 | 2.7224 | 13.3027 | 1.8608 | 0.52277 | 5.9617 | 6.085
1 | 0.89531 | Zero | 4 | High | Low | Out | Mid | DERBreakthrough | 179 | 28095.27 | 8.2453 | 28105.1055 | NewCT1-2 | 8.6477 | 2.0743 | 3.4794 | 13.799 | 1.9619 | 0.64464 | 5.9617 | 6.4157
1 | 0.94422 | Zero | 8 | Mid | Low | In | Low | DERBreakthrough | 180 | 28095.27 | 8.2453 | 28104.6231 | NewCT1-3 | 9.6676 | 2.319 | 3.2127 | 13.7769 | 1.9587 | 0.64078 | 5.9617 | 6.4053
1 | 1.1995 | Zero | 8 | Low | Low | In | High | Ref | 181 | 27856.5 | 8.3365 | 27843.33 | ESR-4h-12 | 8.1899 | 1.9645 | 3.1946 | 13.4956 | 1.8991 | 0.56894 | 5.9617 | 6.2103
1 | 0.8035 | Large | 4 | Mid | Low | In | Low | LimitedEE | 182 | 30710.37 | 10.8706 | 30346.5334 | ESR-4h-28 | 9.0231 | 2.1644 | 3.1053 | 16.1403 | 2.461 | 1.2461 | 5.9617 | 8.0478
1 | 0.7802 | Large | 6 | High | Low | In | High | Ref | 183 | 27856.5 | 7.2308 | 28020.2846 | ESR-4h-18 | 7.719 | 1.8516 | 3.4344 | 12.5167 | 1.69 | 0.31688 | 5.9617 | 5.5264
1 | 0.76875 | Large | 2 | Mid | High | In | Low | LimitedEE | 184 | 30710.37 | 8.2453 | 30720.2647 | NewCT1-1 | 7.5767 | 1.8174 | 3.6391 | 13.7018 | 1.9404 | 0.61869 | 5.9617 | 6.3453
1 | 0.9436 | Large | 6 | High | Low | In | Mid | AllOptions | 185 | 29266.38 | 8.9953 | 29157.98 | NewCT2-1 | 9.6624 | 2.3177 | 4.0352 | 15.3482 | 2.2876 | 1.0372 | 5.9617 | 7.4809
1 | 1.1439 | Large | 8 | Mid | High | In | Low | DERBreakthrough | 186 | 28095.27 | 7.7972 | 28166.282 | ESR-4h-8 | 7.8174 | 1.8752 | 3.7968 | 13.4692 | 1.8901 | 0.55811 | 5.9617 | 6.1809
1 | 0.85142 | Large | 6 | Mid | High | In | Low | AllOptions | 187 | 29266.38 | 6.4384 | 29571.0509 | ESR-4h-18 | 7.3238 | 1.7568 | 2.3973 | 10.5925 | 1.2358 | 0 | 5.9617 | 4.0412
1 | 1.2208 | Moderate | 4 | Low | Low | In | Mid | AllOptions | 188 | 29266.38 | 10.6352 | 28932.6525 | ESR-4h-15 | 6.6055 | 1.5845 | 3.7819 | 16.0015 | 2.4277 | 1.2061 | 5.9617 | 7.9391
1 | 1.1448 | Moderate | 4 | Low | Mid | In | Mid | LimitedEE | 189 | 30710.37 | 11.8679 | 30225.0741 | ESR-4h-21 | 9.4913 | 2.2767 | 3.4719 | 17.6164 | 2.7723 | 1.6213 | 5.9617 | 9.0658
1 | 0.873 | Large | 8 | Mid | Low | In | Low | DERBreakthrough | 190 | 28095.27 | 8.2453 | 28099.8803 | NewCT1-1 | 8.3662 | 2.0068 | 3.5394 | 13.7915 | 1.96 | 0.64232 | 5.9617 | 6.4094
1 | 0.96915 | Zero | 8 | Mid | Mid | Out | Mid | Ref | 191 | 27856.5 | 7.9227 | 27907.7495 | ESR-4h-16 | 8.2338 | 1.975 | 3.4076 | 13.3054 | 1.8575 | 0.51883 | 5.9617 | 6.0743
1 | 1.0243 | Large | 6 | Low | High | Out | High | Ref | 192 | 27856.5 | 6.6359 | 28124.7893 | ESR-4h-11 | 7.3978 | 1.7745 | 3.6317 | 12.0421 | 1.5881 | 0.19414 | 5.9617 | 5.1934
1 | 1.1747 | Large | 2 | Low | Low | Out | High | Ref | 193 | 27856.5 | 8.9953 | 27748.1686 | NewCT2-1 | 9.2022 | 2.2073 | 3.3721 | 14.5747 | 2.1272 | 0.8438 | 5.9617 | 6.9561
1 | 0.92373 | Zero | 8 | Low | Low | In | High | DERBreakthrough | 194 | 28095.27 | 8.2453 | 28105.1022 | NewCT1-2 | 9.0457 | 2.1698 | 3.5546 | 13.9697 | 1.9977 | 0.68779 | 5.9617 | 6.5328
1 | 0.9782 | Zero | 8 | Mid | High | In | Mid | LimitedEE | 195 | 30710.37 | 8.5816 | 30659.4141 | ESR-4h-21 | 5.9855 | 1.4357 | 3.0967 | 13.114 | 1.8186 | 0.47198 | 5.9617 | 5.9472
1 | 1.1534 | Zero | 6 | Low | Mid | In | Low | LimitedEE | 196 | 30710.37 | 10.2454 | 30427.1773 | ESR-4h-17 | 8.5916 | 2.0609 | 4.3926 | 16.6988 | 2.5723 | 1.3804 | 5.9617 | 8.412
1 | 0.80207 | Moderate | 8 | Mid | Low | In | Mid | DERBreakthrough | 197 | 28095.27 | 7.5906 | 28199.4878 | ESR-4h-20 | 8.3311 | 1.9984 | 3.3375 | 12.9265 | 1.7775 | 0.42238 | 5.9617 | 5.8126
1 | 0.80374 | Moderate | 2 | High | Low | Out | Mid | AllOptions | 198 | 29266.38 | 8.9953 | 29164.1565 | NewCT2-1 | 8.1914 | 1.9649 | 3.428 | 14.3882 | 2.0873 | 0.79572 | 5.9617 | 6.8257
1 | 1.2124 | Large | 8 | Mid | High | In | High | LimitedEE | 199 | 30710.37 | 8.9953 | 30602.1738 | NewCT2-1 | 8.9578 | 2.1487 | 3.1776 | 14.3216 | 2.0745 | 0.78037 | 5.9617 | 6.784
1 | 1.0448 | Large | 6 | High | Mid | In | Low | DERBreakthrough | 200 | 28095.27 | 8.2453 | 28104.0673 | NewCT1-1 | 7.0442 | 1.6897 | 3.6071 | 13.5421 | 1.9066 | 0.57805 | 5.9617 | 6.235
1 | 1.1621 | Moderate | 6 | Low | Mid | In | High | DERBreakthrough | 201 | 28095.27 | 8.2453 | 28103.9632 | NewCT1-1 | 8.0705 | 1.9359 | 3.1552 | 13.3363 | 1.8655 | 0.52845 | 5.9617 | 6.1005
1 | 1.0517 | Large | 8 | Mid | Low | In | Low | Ref | 202 | 27856.5 | 8.2453 | 27866.3742 | NewCT1-2 | 7.6766 | 1.8414 | 3.7602 | 13.8469 | 1.9705 | 0.655 | 5.9617 | 6.4438
1 | 1.0712 | Large | 6 | High | Mid | In | High | LimitedEE | 203 | 30710.37 | 9.2898 | 30556.7241 | ESR-4h-14 | 7.2246 | 1.733 | 3.3834 | 14.4062 | 2.0913 | 0.80061 | 5.9617 | 6.8389
1 | 1.1865 | Zero | 2 | Low | Mid | In | Mid | Ref | 204 | 27856.5 | 8.6 | 27803.89 | NY-3 | 7.0722 | 1.6964 | 3.3911 | 13.6875 | 1.9387 | 0.61671 | 5.9617 | 6.3399
1 | 1.0908 | Moderate | 8 | Low | Low | In | High | DERBreakthrough | 205 | 28095.27 | 8.2453 | 28096.7749 | NewCT1-3 | 6.9044 | 1.6562 | 3.4239 | 13.3254 | 1.8617 | 0.52384 | 5.9617 | 6.0879
1 | 1.1672 | Large | 2 | Mid | Mid | In | High | LimitedEE | 206 | 30710.37 | 13.6872 | 30090.37 | NECEC | 10.9853 | 2.6351 | 3.7049 | 20.0271 | 3.2827 | 2.2365 | 5.9617 | 10.7349
1 | 0.96545 | Moderate | 2 | Low | High | In | High | Ref | 207 | 27856.5 | 6.0646 | 28231.6703 | ESR-4h-12 | 7.1297 | 1.7102 | 4.0709 | 11.8457 | 1.544 | 0.14092 | 5.9617 | 5.049
1 | 0.88581 | Large | 6 | High | Low | In | Mid | DERBreakthrough | 208 | 28095.27 | 8.2453 | 28102.4269 | NewCT1-1 | 6.8607 | 1.6457 | 2.9006 | 12.7916 | 1.7513 | 0.39079 | 5.9617 | 5.7269
1 | 1.2075 | Moderate | 2 | Mid | Mid | In | High | DERBreakthrough | 209 | 28095.27 | 8.414 | 28071.1369 | ESR-4h-11 | 8.1363 | 1.9517 | 3.2941 | 13.6598 | 1.9334 | 0.61026 | 5.9617 | 6.3224
1 | 1.1144 | Moderate | 6 | Low | High | In | High | LimitedEE | 210 | 30710.37 | 8.9953 | 30599.9607 | NewCT2-2 | 9.9321 | 2.3824 | 3.2699 | 14.6476 | 2.1432 | 0.86315 | 5.9617 | 7.0086
1 | 0.84549 | Large | 2 | Mid | Low | Out | High | Ref | 211 | 27856.5 | 7.0649 | 28048.4141 | ESR-4h-21 | 10.2679 | 2.463 | 3.0216 | 12.5496 | 1.6992 | 0.32807 | 5.9617 | 5.5568
1 | 1.2248 | Zero | 6 | Low | Low | In | High | DERBreakthrough | 212 | 28095.27 | 8.6 | 28041.9625 | NY-3 | 8.48 | 2.0341 | 3.2983 | 13.9324 | 1.9912 | 0.67997 | 5.9617 | 6.5116
1 | 1.2033 | Zero | 4 | Low | Mid | In | High | DERBreakthrough | 213 | 28095.27 | 8.3738 | 28077.2116 | ESR-4h-14 | 7.5081 | 1.801 | 3.7478 | 13.9226 | 1.9866 | 0.67444 | 5.9617 | 6.4966
1 | 0.99642 | Zero | 6 | Low | High | In | Low | Ref | 214 | 27856.5 | 6.3653 | 28174.8917 | ESR-4h-15 | 5.8483 | 1.4028 | 3.5415 | 11.3096 | 1.4331 | 0.0073368 | 5.9617 | 4.6865
1 | 1.1308 | Moderate | 2 | Mid | Low | In | High | AllOptions | 215 | 29266.38 | 12.3114 | 28729.4141 | ESR-4h-18 | 12.2268 | 2.9329 | 4.1823 | 19.4266 | 3.1526 | 2.0796 | 5.9617 | 10.3093
1 | 1.2034 | Large | 8 | Low | High | In | Low | Ref | 216 | 27856.5 | 8.2453 | 27857.5324 | NewCT1-3 | 7.7143 | 1.8504 | 3.0649 | 13.1606 | 1.8287 | 0.48411 | 5.9617 | 5.9801
1 | 1.1964 | Large | 4 | Mid | High | In | Mid | AllOptions | 217 | 29266.38 | 8.3063 | 29258.1608 | ESR-4h-11 | 5.8715 | 1.4084 | 3.4364 | 13.1511 | 1.8246 | 0.47916 | 5.9617 | 5.9667
1 | 0.78358 | Moderate | 4 | High | High | In | Mid | LimitedEE | 218 | 30710.37 | 8.2453 | 30718.3879 | NewCT1-1 | 8.3392 | 2.0003 | 2.7825 | 13.0281 | 1.8021 | 0.4521 | 5.9617 | 5.8933
1 | 1.2015 | Large | 8 | Mid | Low | In | High | LimitedEE | 219 | 30710.37 | 10.4597 | 30398.9141 | ESR-4h-13 | 8.381 | 2.0104 | 3.423 | 15.8931 | 2.4067 | 1.1808 | 5.9617 | 7.8704
1 | 1.1508 | Moderate | 4 | Low | Low | Out | Low | Ref | 220 | 27856.5 | 8.2453 | 27865.1663 | NewCT1-2 | 10.3566 | 2.4843 | 4.4307 | 15.1602 | 2.2455 | 0.98648 | 5.9617 | 7.3432
1 | 1.0697 | Zero | 2 | Mid | Mid | Out | Mid | Ref | 221 | 27856.5 | 8.3013 | 27847.9141 | NewCT1-1 | 6.3145 | 1.5147 | 2.7938 | 12.6097 | 1.7133 | 0.34498 | 5.9617 | 5.6027
1 | 0.97345 | Zero | 6 | High | Low | In | Low | DERBreakthrough | 222 | 28095.27 | 8.2453 | 28103.876 | NewCT1-3 | 10.555 | 2.5318 | 4.1117 | 14.8888 | 2.1897 | 0.91918 | 5.9617 | 7.1606
1 | 0.99157 | Moderate | 4 | High | High | In | High | LimitedEE | 223 | 30710.37 | 8.8989 | 30613.4559 | ESR-4h-20 | 7.834 | 1.8792 | 2.7313 | 13.5094 | 1.9046 | 0.57557 | 5.9617 | 6.2283
1 | 1.1173 | Zero | 6 | Low | High | In | High | LimitedEE | 224 | 30710.37 | 8.9953 | 30603.5989 | NewCT2-2 | 6.7376 | 1.6162 | 4.0028 | 14.6142 | 2.132 | 0.84967 | 5.9617 | 6.972
1 | 0.82565 | Zero | 8 | High | Low | In | High | AllOptions | 225 | 29266.38 | 8.2453 | 29268.765 | NewCT1-3 | 7.5022 | 1.7996 | 3.4897 | 13.5346 | 1.9057 | 0.57691 | 5.9617 | 6.232
1 | 1.2144 | Large | 4 | Mid | Mid | Out | High | AllOptions | 226 | 29266.38 | 8.9953 | 29163.2372 | NewCT2-2 | 7.8117 | 1.8738 | 3.2565 | 14.1256 | 2.0325 | 0.72969 | 5.9617 | 6.6465
1 | 1.1058 | Large | 6 | Low | High | In | Mid | LimitedEE | 227 | 30710.37 | 8.9953 | 30599.9607 | NewCT2-2 | 8.9121 | 2.1378 | 3.1203 | 14.2533 | 2.0603 | 0.76328 | 5.9617 | 6.7376
1 | 1.1283 | Moderate | 4 | Low | Mid | In | Mid | Ref | 228 | 27856.5 | 8.2453 | 27857.112 | NewCT1-1 | 5.004 | 1.2003 | 3.5022 | 12.9478 | 1.7811 | 0.42671 | 5.9617 | 5.8244
1 | 1.0599 | Large | 6 | Low | High | In | High | Ref | 229 | 27856.5 | 6.9817 | 28064.2354 | ESR-4h-10 | 5.4495 | 1.3072 | 3.0812 | 11.3701 | 1.4485 | 0.025916 | 5.9617 | 4.7369
1 | 0.80878 | Large | 6 | High | Low | In | Low | LimitedEE | 230 | 30710.37 | 8.9953 | 30607.2337 | NewCT2-3 | 8.7914 | 2.1088 | 3.921 | 15.0251 | 2.2197 | 0.95534 | 5.9617 | 7.2587
1 | 1.1452 | Moderate | 8 | Mid | Low | In | Mid | DERBreakthrough | 231 | 28095.27 | 8.2453 | 28099.0229 | NewCT1-3 | 7.9129 | 1.8981 | 3.5278 | 13.6711 | 1.9345 | 0.61159 | 5.9617 | 6.3261
1 | 1.193 | Large | 6 | Low | Low | In | High | AllOptions | 232 | 29266.38 | 8.9953 | 29160.4123 | NewCT2-3 | 9.1149 | 2.1864 | 3.7219 | 14.9036 | 2.195 | 0.9256 | 5.9617 | 7.1781
1 | 0.78479 | Large | 8 | Mid | High | Out | Mid | DERBreakthrough | 233 | 28095.27 | 4.6565 | 28769.0741 | ESR-4h-21 | 4.7571 | 1.1411 | 3.1546 | 8.9522 | 0.75349 | 0 | 5.9617 | 2.464
1 | 0.873 | Moderate | 6 | Mid | High | In | Mid | LimitedEE | 234 | 30710.37 | 8.2453 | 30719.5158 | NewCT1-3 | 9.9021 | 2.3752 | 3.5063 | 14.1268 | 2.0313 | 0.72831 | 5.9617 | 6.6428
1 | 1.0121 | Zero | 4 | Mid | High | In | Low | LimitedEE | 235 | 30710.37 | 8.9953 | 30607.6055 | NewCT2-2 | 7.2557 | 1.7404 | 4.2382 | 14.9739 | 2.2071 | 0.9401 | 5.9617 | 7.2174
1 | 1.1868 | Large | 4 | Mid | Low | In | High | LimitedEE | 236 | 30710.37 | 13.6872 | 30090.37 | NECEC | 12.868 | 3.0867 | 3.1194 | 19.8932 | 3.2576 | 2.2062 | 5.9617 | 10.6527
1 | 1.2217 | Large | 8 | Low | Low | Out | Low | DERBreakthrough | 237 | 28095.27 | 8.552 | 28050.3405 | ESR-4h-10 | 7.7637 | 1.8623 | 1.7865 | 12.2008 | 1.6321 | 0.24717 | 5.9617 | 5.3372
1 | 1.1913 | Zero | 4 | Low | Mid | In | Mid | LimitedEE | 238 | 30710.37 | 11.8679 | 30225.0741 | ESR-4h-21 | 10.992 | 2.6367 | 4.5195 | 19.0241 | 3.0652 | 1.9744 | 5.9617 | 10.0238
1 | 0.97182 | Moderate | 6 | Low | Mid | Out | Low | Ref | 239 | 27856.5 | 7.4713 | 27980.6622 | ESR-4h-15 | 6.4183 | 1.5396 | 3.9606 | 12.9715 | 1.7836 | 0.42969 | 5.9617 | 5.8325
1 | 0.7995 | Zero | 4 | Mid | High | In | Mid | DERBreakthrough | 240 | 28095.27 | 5.5438 | 28574.5826 | ESR-4h-16 | 5.662 | 1.3581 | 3.4403 | 10.3422 | 1.1551 | 0 | 5.9617 | 3.7774
1 | 0.98598 | Zero | 6 | High | Low | In | Low | Ref | 241 | 27856.5 | 8.2453 | 27865.2085 | NewCT1-2 | 7.0655 | 1.6948 | 4.1468 | 14.0868 | 2.0193 | 0.71378 | 5.9617 | 6.6033
1 | 0.89091 | Zero | 8 | Mid | Mid | In | Mid | AllOptions | 242 | 29266.38 | 8.2453 | 29276.2062 | NewCT1-3 | 11.731 | 2.8139 | 2.8359 | 13.8951 | 1.9859 | 0.67355 | 5.9617 | 6.4942
1 | 1.2269 | Moderate | 6 | Mid | Low | In | Low | AllOptions | 243 | 29266.38 | 8.9953 | 29156.0131 | NewCT2-2 | 7.796 | 1.87 | 2.7439 | 13.6093 | 1.9257 | 0.60104 | 5.9617 | 6.2974
1 | 1.0794 | Large | 2 | High | Low | Out | High | DERBreakthrough | 244 | 28095.27 | 8.9953 | 27993.0297 | NewCT2-1 | 7.0372 | 1.688 | 3.8883 | 14.5716 | 2.1236 | 0.83955 | 5.9617 | 6.9446
1 | 0.88737 | Moderate | 2 | Mid | High | In | Mid | AllOptions | 245 | 29266.38 | 6.8916 | 29489.1386 | ESR-4h-17 | 5.1624 | 1.2383 | 2.7818 | 10.9117 | 1.3256 | 0 | 5.9617 | 4.3348
1 | 1.1784 | Zero | 8 | Mid | Low | In | High | LimitedEE | 246 | 30710.37 | 10.4597 | 30398.9141 | ESR-4h-13 | 12.8418 | 3.0804 | 2.9225 | 16.4626 | 2.5304 | 1.3298 | 5.9617 | 8.2749
1 | 0.82747 | Zero | 2 | Mid | Low | Out | Mid | AllOptions | 247 | 29266.38 | 9.3 | 29112.2802 | NY-4 | 10.6117 | 2.5454 | 3.5102 | 15.3556 | 2.2922 | 1.0427 | 5.9617 | 7.4957
1 | 1.0043 | Large | 8 | Low | Mid | In | Mid | DERBreakthrough | 248 | 28095.27 | 8.0189 | 28131.4803 | ESR-4h-16 | 9.4022 | 2.2553 | 3.2059 | 13.4802 | 1.8958 | 0.56492 | 5.9617 | 6.1994
1 | 0.87748 | Large | 8 | Mid | Mid | In | Low | AllOptions | 249 | 29266.38 | 8.2453 | 29275.0996 | NewCT1-2 | 7.1778 | 1.7218 | 3.2666 | 13.2336 | 1.8431 | 0.50142 | 5.9617 | 6.0271
1 | 0.97522 | Zero | 8 | Low | Mid | Out | High | DERBreakthrough | 250 | 28095.27 | 8.2453 | 28104.1447 | NewCT1-1 | 9.3697 | 2.2475 | 2.9744 | 13.4672 | 1.8943 | 0.56315 | 5.9617 | 6.1946
1 | 0.88276 | Zero | 6 | Mid | Mid | In | Mid | Ref | 251 | 27856.5 | 7.4109 | 27990.462 | ESR-4h-18 | 7.0764 | 1.6974 | 3.652 | 12.7604 | 1.7405 | 0.37776 | 5.9617 | 5.6916
1 | 1.143 | Moderate | 8 | Low | High | Out | Low | Ref | 252 | 27856.5 | 7.7881 | 27929.2742 | ESR-4h-8 | 11.5519 | 2.771 | 2.8325 | 13.3916 | 1.879 | 0.54475 | 5.9617 | 6.1447
1 | 0.82449 | Moderate | 8 | High | High | In | High | DERBreakthrough | 253 | 28095.27 | 5.4162 | 28600.5472 | ESR-2h-5 | 5.3962 | 1.2944 | 2.744 | 9.4546 | 0.90258 | 0 | 5.9617 | 2.9516
1 | 1.0061 | Moderate | 6 | Low | High | In | Low | DERBreakthrough | 254 | 28095.27 | 6.459 | 28395.6005 | ESR-4h-13 | 7.5349 | 1.8074 | 3.269 | 11.5354 | 1.4826 | 0.066947 | 5.9617 | 4.8482
1 | 0.87352 | Zero | 6 | High | Low | Out | Low | DERBreakthrough | 255 | 28095.27 | 8.2453 | 28105.1055 | NewCT1-2 | 10.4379 | 2.5038 | 3.3667 | 14.1157 | 2.0298 | 0.72641 | 5.9617 | 6.6376
1 | 1.2117 | Moderate | 6 | Low | Low | In | Low | Ref | 256 | 27856.5 | 8.4554 | 27826.101 | ESR-4h-11 | 7.7824 | 1.8668 | 3.3927 | 13.7149 | 1.9445 | 0.62371 | 5.9617 | 6.3589
1 | 1.0452 | Zero | 8 | Low | High | In | Low | Ref | 257 | 27856.5 | 6.8392 | 28088.5378 | ESR-4h-15 | 5.4031 | 1.2961 | 3.3134 | 11.4486 | 1.4639 | 0.044449 | 5.9617 | 4.7872
1 | 0.84633 | Zero | 2 | Mid | Low | In | Low | Ref | 258 | 27856.5 | 8.2453 | 27864.6325 | NewCT1-1 | 8.1445 | 1.9536 | 3.5207 | 13.7196 | 1.9448 | 0.62404 | 5.9617 | 6.3598
1 | 0.87334 | Large | 6 | Mid | High | In | Low | AllOptions | 259 | 29266.38 | 6.7147 | 29519.994 | ESR-4h-18 | 5.8654 | 1.4069 | 2.8825 | 11.0041 | 1.3517 | 0 | 5.9617 | 4.4201
1 | 1.1287 | Moderate | 2 | Low | Low | In | Mid | AllOptions | 260 | 29266.38 | 12.1112 | 28752.5741 | ESR-4h-20 | 10.9213 | 2.6197 | 3.7212 | 18.4521 | 2.9483 | 1.8334 | 5.9617 | 9.6413
1 | 0.98543 | Moderate | 2 | Mid | Low | In | High | DERBreakthrough | 261 | 28095.27 | 8.6111 | 28039.9141 | NewCT1-1 | 10.0251 | 2.4047 | 2.5052 | 13.521 | 1.9083 | 0.58008 | 5.9617 | 6.2405
1 | 0.85183 | Moderate | 4 | Mid | High | Out | High | AllOptions | 262 | 29266.38 | 6.5 | 29560.4247 | NY-5 | 5.5428 | 1.3296 | 3.043 | 10.8725 | 1.3122 | 0 | 5.9617 | 4.2911
1 | 0.91249 | Moderate | 4 | Mid | High | In | Mid | DERBreakthrough | 263 | 28095.27 | 5.5505 | 28573.8579 | ESR-4h-13 | 6.3562 | 1.5247 | 3.8763 | 10.9515 | 1.3288 | 0 | 5.9617 | 4.3453
1 | 1.1328 | Large | 8 | Low | Mid | In | Low | Ref | 264 | 27856.5 | 8.2453 | 27857.112 | NewCT1-1 | 7.3335 | 1.7591 | 3.0221 | 13.0265 | 1.8005 | 0.45008 | 5.9617 | 5.8878
1 | 0.93604 | Large | 8 | High | Low | In | Low | DERBreakthrough | 265 | 28095.27 | 8.2453 | 28102.4269 | NewCT1-1 | 8.7944 | 2.1095 | 4.7394 | 15.0942 | 2.2298 | 0.9675 | 5.9617 | 7.2918
1 | 1.1196 | Large | 6 | Low | Mid | In | Mid | DERBreakthrough | 266 | 28095.27 | 8.2453 | 28104.8271 | NewCT1-1 | 9.192 | 2.2049 | 2.4066 | 12.8567 | 1.7679 | 0.41079 | 5.9617 | 5.7812
1 | 1.1925 | Moderate | 8 | Low | Low | In | Mid | LimitedEE | 267 | 30710.37 | 10.2926 | 30420.6908 | ESR-4h-15 | 9.021 | 2.1639 | 2.9104 | 15.3669 | 2.2979 | 1.0496 | 5.9617 | 7.5145
1 | 0.96389 | Moderate | 4 | Mid | Mid | In | Mid | LimitedEE | 268 | 30710.37 | 10.2533 | 30426.0429 | ESR-4h-22 | 10.4634 | 2.5099 | 3.2244 | 15.9875 | 2.4279 | 1.2062 | 5.9617 | 7.9395
1 | 0.85578 | Moderate | 2 | Mid | Mid | In | Low | LimitedEE | 269 | 30710.37 | 11.5381 | 30264.3923 | ESR-4h-28 | 7.6235 | 1.8287 | 3.2038 | 16.5706 | 2.5518 | 1.3556 | 5.9617 | 8.3447
1 | 0.85378 | Large | 6 | Mid | Low | In | High | LimitedEE | 270 | 30710.37 | 8.9953 | 30608.3109 | NewCT2-3 | 6.9625 | 1.6701 | 2.7395 | 13.4049 | 1.8824 | 0.5488 | 5.9617 | 6.1557
1 | 1.0925 | Large | 4 | Low | Low | In | Low | LimitedEE | 271 | 30710.37 | 12.8532 | 30112.0741 | ESR-4h-27 | 10.1697 | 2.4394 | 3.5899 | 18.8825 | 3.0404 | 1.9444 | 5.9617 | 9.9425
1 | 0.94682 | Large | 6 | High | Low | In | Low | Ref | 272 | 27856.5 | 8.2453 | 27866.342 | NewCT1-1 | 11.34 | 2.7201 | 4.2626 | 15.228 | 2.2609 | 1.005 | 5.9617 | 7.3934
1 | 1.0653 | Moderate | 2 | Mid | Mid | In | High | DERBreakthrough | 273 | 28095.27 | 8.2453 | 28105.1395 | NewCT1-1 | 6.7927 | 1.6294 | 3.8991 | 13.7738 | 1.9542 | 0.63535 | 5.9617 | 6.3905
1 | 1.0343 | Moderate | 6 | Mid | Low | Out | Mid | AllOptions | 274 | 29266.38 | 8.9953 | 29155.2492 | NewCT2-2 | 10.9142 | 2.618 | 3.0774 | 14.6907 | 2.1534 | 0.87547 | 5.9617 | 7.042
1 | 1.0126 | Moderate | 4 | Low | Low | In | Mid | LimitedEE | 275 | 30710.37 | 12.8532 | 30112.0741 | ESR-4h-27 | 13.4151 | 3.2179 | 3.2203 | 19.2914 | 3.1292 | 2.0515 | 5.9617 | 10.2331
1 | 0.87674 | Moderate | 6 | High | High | In | Low | Ref | 276 | 27856.5 | 5.4162 | 28361.7762 | ESR-2h-2 | 5.7332 | 1.3752 | 3.0682 | 9.8597 | 1.0178 | 0 | 5.9617 | 3.3282
1 | 1.0971 | Zero | 6 | Low | High | In | High | AllOptions | 277 | 29266.38 | 8.2453 | 29275.2459 | NewCT1-2 | 6.9167 | 1.6591 | 3.2682 | 13.1726 | 1.8301 | 0.48581 | 5.9617 | 5.9848
1 | 0.98453 | Large | 4 | High | High | In | Low | LimitedEE | 278 | 30710.37 | 8.8026 | 30627.3974 | ESR-4h-20 | 9.3026 | 2.2314 | 3.1726 | 14.2066 | 2.0501 | 0.75098 | 5.9617 | 6.7042
1 | 0.89802 | Large | 2 | Mid | Low | In | High | LimitedEE | 279 | 30710.37 | 13.6872 | 30090.37 | NECEC | 10.4604 | 2.5091 | 3.8469 | 20.0432 | 3.2853 | 2.2396 | 5.9617 | 10.7435
1 | 0.93708 | Moderate | 4 | Mid | High | In | High | AllOptions | 280 | 29266.38 | 7.5184 | 29382.9414 | ESR-4h-17 | 7.0358 | 1.6877 | 3.3629 | 12.5691 | 1.7015 | 0.33075 | 5.9617 | 5.564
1 | 0.83777 | Moderate | 2 | Mid | Mid | In | Mid | DERBreakthrough | 281 | 28095.27 | 6.5 | 28388.176 | NY-5 | 7.7688 | 1.8635 | 2.6946 | 11.0581 | 1.3688 | 0 | 5.9617 | 4.4761
1 | 0.89728 | Large | 8 | Mid | High | In | Low | Ref | 282 | 27856.5 | 5.4028 | 28365.3825 | ESR-4h-12 | 4.3485 | 1.0431 | 2.9545 | 9.4003 | 0.8852 | 0 | 5.9617 | 2.8947
1 | 1.0019 | Large | 8 | High | High | In | High | DERBreakthrough | 283 | 28095.27 | 6.4183 | 28403.4155 | ESR-4h-9 | 4.1658 | 0.99925 | 2.7342 | 10.1517 | 1.1051 | 0 | 5.9617 | 3.614
1 | 1.1002 | Large | 6 | Low | Mid | In | Low | DERBreakthrough | 284 | 28095.27 | 8.2453 | 28104.8271 | NewCT1-1 | 7.7996 | 1.8709 | 2.6145 | 12.7307 | 1.74 | 0.37715 | 5.9617 | 5.6899
1 | 1.1216 | Moderate | 2 | Mid | Low | In | High | DERBreakthrough | 285 | 28095.27 | 8.9953 | 27989.5789 | NewCT2-1 | 10.9457 | 2.6255 | 2.7383 | 14.3591 | 2.0849 | 0.79292 | 5.9617 | 6.818
1 | 1.1072 | Zero | 6 | Mid | High | In | High | AllOptions | 286 | 29266.38 | 8.2453 | 29274.3143 | NewCT1-2 | 5.9057 | 1.4166 | 3.2857 | 12.9475 | 1.7822 | 0.42811 | 5.9617 | 5.8282
1 | 1.0199 | Zero | 6 | High | Mid | In | Low | Ref | 287 | 27856.5 | 8.2453 | 27863.7858 | NewCT1-1 | 7.2494 | 1.7389 | 2.4118 | 12.396 | 1.67 | 0.29289 | 5.9617 | 5.4613
1 | 0.94055 | Moderate | 6 | Low | High | In | Mid | LimitedEE | 288 | 30710.37 | 8.2453 | 30716.6608 | NewCT1-3 | 5.9078 | 1.4171 | 2.9247 | 12.5871 | 1.7077 | 0.33832 | 5.9617 | 5.5846
1 | 1.1145 | Moderate | 8 | Low | High | In | Mid | DERBreakthrough | 289 | 28095.27 | 7.5116 | 28213.3645 | ESR-4h-11 | 9.8994 | 2.3746 | 3.3181 | 13.2042 | 1.8365 | 0.49355 | 5.9617 | 6.0058
1 | 0.94667 | Large | 2 | High | Mid | In | Low | LimitedEE | 290 | 30710.37 | 12.2281 | 30183.0062 | ESR-4h-26 | 12.8509 | 3.0826 | 3.53 | 18.8407 | 3.0318 | 1.9341 | 5.9617 | 9.9145
1 | 0.90356 | Large | 6 | Mid | High | In | Mid | Ref | 291 | 27856.5 | 5.4637 | 28352.0908 | ESR-4h-10 | 3.994 | 0.95805 | 4.0746 | 10.4963 | 1.195 | 0 | 5.9617 | 3.9079
1 | 1.0465 | Large | 8 | Mid | Low | In | Low | DERBreakthrough | 292 | 28095.27 | 8.2453 | 28099.0229 | NewCT1-3 | 6.2079 | 1.4891 | 2.4124 | 12.1468 | 1.6171 | 0.22913 | 5.9617 | 5.2883
1 | 1.2159 | Zero | 4 | Mid | Mid | In | Mid | AllOptions | 293 | 29266.38 | 9.3 | 29111.4379 | NY-4 | 11.3482 | 2.7221 | 3.7835 | 15.8056 | 2.3861 | 1.1559 | 5.9617 | 7.803
1 | 1.0338 | Zero | 8 | High | Mid | Out | High | LimitedEE | 294 | 30710.37 | 8.9953 | 30601.2594 | NewCT2-3 | 7.6754 | 1.8411 | 3.613 | 14.4493 | 2.0992 | 0.81011 | 5.9617 | 6.8647
1 | 0.89884 | Zero | 2 | Mid | Low | In | Mid | LimitedEE | 295 | 30710.37 | 13.6872 | 30090.37 | NECEC | 13.3143 | 3.1937 | 3.4985 | 20.3793 | 3.3586 | 2.328 | 5.9617 | 10.9832
1 | 1.1658 | Moderate | 4 | Mid | Low | In | Mid | AllOptions | 296 | 29266.38 | 10.4024 | 28963.1904 | ESR-4h-14 | 10.5397 | 2.5282 | 2.9909 | 15.9214 | 2.4152 | 1.1909 | 5.9617 | 7.8979
1 | 0.81749 | Large | 2 | Mid | High | In | Low | Ref | 297 | 27856.5 | 4.6281 | 28537.5475 | ESR-4h-13 | 7.1358 | 1.7117 | 3.4899 | 9.8297 | 1.0058 | 0 | 5.9617 | 3.2893
1 | 0.89168 | Moderate | 2 | Mid | Low | In | High | AllOptions | 298 | 29266.38 | 9.065 | 29144.745 | ESR-4h-24 | 6.2017 | 1.4876 | 3.2318 | 13.7844 | 1.9602 | 0.64257 | 5.9617 | 6.4101
1 | 1.2035 | Moderate | 4 | Low | Mid | In | Mid | Ref | 299 | 27856.5 | 8.3754 | 27836.7865 | ESR-4h-8 | 8.3372 | 1.9999 | 3.8247 | 14.2 | 2.0451 | 0.74489 | 5.9617 | 6.6877
1 | 1.0501 | Zero | 2 | Low | Low | Out | Low | AllOptions | 300 | 29266.38 | 11.6712 | 28804.9289 | ESR-4h-21 | 12.168 | 2.9188 | 3.6873 | 18.2772 | 2.9113 | 1.7889 | 5.9617 | 9.5205
1 | 1.1706 | Moderate | 2 | Mid | Low | In | Low | DERBreakthrough | 301 | 28095.27 | 8.9953 | 27989.5789 | NewCT2-1 | 9.1055 | 2.1842 | 2.4932 | 13.6727 | 1.9406 | 0.61896 | 5.9617 | 6.346
1 | 1.1617 | Large | 6 | Low | High | Out | Mid | Ref | 302 | 27856.5 | 7.9699 | 27900.9198 | ESR-4h-8 | 7.7369 | 1.8559 | 2.6771 | 12.5028 | 1.6912 | 0.31843 | 5.9617 | 5.5306
1 | 1.0895 | Large | 4 | Low | Low | In | Low | AllOptions | 303 | 29266.38 | 9.4396 | 29092.5186 | ESR-4h-17 | 12.0121 | 2.8814 | 3.25 | 15.571 | 2.3393 | 1.0995 | 5.9617 | 7.6499
1 | 0.93315 | Zero | 2 | Mid | High | In | Low | LimitedEE | 304 | 30710.37 | 9.7474 | 30493.8218 | ESR-4h-22 | 8.4877 | 2.0359 | 3.2464 | 15.0298 | 2.2245 | 0.96108 | 5.9617 | 7.2743
1 | 0.9544 | Large | 6 | Mid | Mid | Out | High | DERBreakthrough | 305 | 28095.27 | 7.7367 | 28175.4253 | ESR-4h-15 | 7.9591 | 1.9092 | 2.5469 | 12.1928 | 1.6262 | 0.23999 | 5.9617 | 5.3178
1 | 1.1447 | Large | 2 | Low | High | Out | Mid | Ref | 306 | 27856.5 | 7.8052 | 27926.615 | ESR-4h-8 | 9.1605 | 2.1973 | 3.8024 | 13.805 | 1.9614 | 0.64399 | 5.9617 | 6.4139
1 | 1.1745 | Zero | 4 | Mid | Low | In | Low | AllOptions | 307 | 29266.38 | 10.5118 | 28948.8842 | ESR-4h-14 | 11.9013 | 2.8548 | 3.0686 | 16.4352 | 2.5238 | 1.3218 | 5.9617 | 8.2531
1 | 0.88746 | Zero | 8 | Mid | High | In | Mid | AllOptions | 308 | 29266.38 | 7.8 | 29337.7839 | NY-2 | 9.3219 | 2.236 | 3.0003 | 13.0364 | 1.8027 | 0.45275 | 5.9617 | 5.8951
1 | 1.1728 | Zero | 2 | Mid | High | In | High | LimitedEE | 309 | 30710.37 | 11.2581 | 30298.4141 | ESR-4h-18 | 8.4336 | 2.023 | 3.1563 | 16.4374 | 2.5238 | 1.3218 | 5.9617 | 8.2531
1 | 0.83737 | Zero | 8 | Mid | Mid | In | Mid | LimitedEE | 310 | 30710.37 | 8.9953 | 30606.835 | NewCT2-1 | 6.7567 | 1.6207 | 3.1578 | 13.7738 | 1.9583 | 0.64035 | 5.9617 | 6.4041
1 | 0.96056 | Moderate | 2 | Mid | Mid | In | Mid | Ref | 311 | 27856.5 | 7.338 | 28003.1173 | ESR-4h-13 | 6.0476 | 1.4506 | 3.3593 | 12.1479 | 1.6121 | 0.22303 | 5.9617 | 5.2717
1 | 0.83264 | Moderate | 6 | Mid | Mid | In | Low | Ref | 312 | 27856.5 | 6.2016 | 28205.4934 | ESR-4h-16 | 8.7764 | 2.1052 | 3.3374 | 11.6442 | 1.5053 | 0.09432 | 5.9617 | 4.9225
1 | 0.92948 | Moderate | 4 | High | High | In | Mid | AllOptions | 313 | 29266.38 | 7.4225 | 29398.4009 | ESR-4h-16 | 8.0905 | 1.9407 | 2.7745 | 12.1377 | 1.6132 | 0.22437 | 5.9617 | 5.2754
1 | 0.92195 | Moderate | 2 | Mid | Mid | In | Low | Ref | 314 | 27856.5 | 7.0236 | 28055.7228 | ESR-4h-14 | 8.8202 | 2.1157 | 3.8794 | 13.0187 | 1.794 | 0.44231 | 5.9617 | 5.8667
1 | 0.95665 | Moderate | 2 | High | Low | Out | Low | LimitedEE | 315 | 30710.37 | 13.6872 | 30090.37 | NECEC | 8.9478 | 2.1463 | 3.9063 | 19.7398 | 3.2206 | 2.1616 | 5.9617 | 10.5318
1 | 0.84364 | Moderate | 8 | High | Mid | Out | High | Ref | 316 | 27856.5 | 6.3403 | 28178.6272 | ESR-4h-14 | 5.6941 | 1.3659 | 3.2654 | 10.9715 | 1.3393 | 0 | 5.9617 | 4.3796
1 | 0.79113 | Moderate | 6 | Mid | Low | In | High | DERBreakthrough | 317 | 28095.27 | 7.4105 | 28228.7805 | ESR-4h-22 | 9.3094 | 2.2331 | 2.7404 | 12.3839 | 1.6656 | 0.28758 | 5.9617 | 5.4469
1 | 0.79806 | Large | 2 | High | Low | In | High | DERBreakthrough | 318 | 28095.27 | 7.5247 | 28210.2342 | ESR-4h-20 | 7.5797 | 1.8181 | 3.3458 | 12.6886 | 1.7269 | 0.36146 | 5.9617 | 5.6474
1 | 0.7898 | Zero | 2 | Mid | High | In | Mid | Ref | 319 | 27856.5 | 5.4162 | 28361.645 | ESR-2h-3 | 4.5454 | 1.0903 | 3.7735 | 10.2801 | 1.1345 | 0 | 5.9617 | 3.71
1 | 0.90039 | Large | 4 | High | Low | In | Mid | DERBreakthrough | 320 | 28095.27 | 8.2453 | 28102.4269 | NewCT1-1 | 7.3893 | 1.7725 | 3.1331 | 13.1509 | 1.8262 | 0.48115 | 5.9617 | 5.9721
1 | 0.86535 | Large | 6 | High | High | Out | Low | AllOptions | 321 | 29266.38 | 6.8672 | 29492.7241 | ESR-4h-16 | 5.6391 | 1.3527 | 2.1166 | 10.3365 | 1.1636 | 0 | 5.9617 | 3.805
1 | 0.82 | Large | 2 | Mid | Mid | In | High | LimitedEE | 322 | 30710.37 | 11.5381 | 30264.3923 | ESR-4h-28 | 13.383 | 3.2102 | 3.0591 | 17.8074 | 2.8151 | 1.673 | 5.9617 | 9.2059
1 | 0.83604 | Large | 2 | Mid | High | In | High | AllOptions | 323 | 29266.38 | 6.2445 | 29606.8936 | ESR-4h-18 | 6.9294 | 1.6622 | 4.2252 | 12.1318 | 1.6038 | 0.21308 | 5.9617 | 5.2447
1 | 0.91498 | Zero | 8 | Mid | Low | In | Low | AllOptions | 324 | 29266.38 | 8.749 | 29190.8335 | ESR-4h-21 | 10.5851 | 2.5391 | 2.7628 | 14.0509 | 2.0194 | 0.71391 | 5.9617 | 6.6037
1 | 1.0016 | Large | 8 | Mid | Mid | In | Low | Ref | 325 | 27856.5 | 7.7903 | 27927.9141 | ESR-4h-12 | 7.9277 | 1.9016 | 3.2082 | 12.9001 | 1.7726 | 0.41649 | 5.9617 | 5.7967
1 | 0.80453 | Moderate | 4 | High | Low | In | High | AllOptions | 326 | 29266.38 | 8.2453 | 29274.2114 | NewCT1-2 | 9.0543 | 2.1719 | 3.3578 | 13.7749 | 1.9575 | 0.63929 | 5.9617 | 6.4012
1 | 0.82621 | Large | 2 | High | Mid | Out | High | AllOptions | 327 | 29266.38 | 8.0688 | 29293.7241 | ESR-4h-24 | 8.9467 | 2.1461 | 3.88 | 14.0949 | 2.0225 | 0.71763 | 5.9617 | 6.6138
1 | 1.0566 | Large | 8 | Mid | High | In | High | LimitedEE | 328 | 30710.37 | 8.4756 | 30675.6845 | ESR-4h-15 | 7.8733 | 1.8886 | 3.1358 | 13.4999 | 1.9003 | 0.57043 | 5.9617 | 6.2144
1 | 1.2008 | Moderate | 6 | Mid | Low | In | Low | AllOptions | 329 | 29266.38 | 8.9953 | 29156.0131 | NewCT2-2 | 6.8892 | 1.6525 | 2.8557 | 13.5035 | 1.9027 | 0.57323 | 5.9617 | 6.222
1 | 0.99374 | Moderate | 2 | High | High | Out | Mid | AllOptions | 330 | 29266.38 | 7.8911 | 29322.7641 | ESR-4h-15 | 8.28 | 1.9861 | 3.6188 | 13.496 | 1.8968 | 0.56619 | 5.9617 | 6.2029
1 | 0.76937 | Zero | 8 | Mid | Mid | Out | High | AllOptions | 331 | 29266.38 | 8.2453 | 29269.0603 | NewCT1-1 | 8.2653 | 1.9826 | 4.2401 | 14.4679 | 2.0996 | 0.81065 | 5.9617 | 6.8662
1 | 0.99437 | Large | 6 | Low | Mid | Out | High | LimitedEE | 332 | 30710.37 | 8.9953 | 30599.1124 | NewCT2-3 | 9.111 | 2.1855 | 3.2698 | 14.4505 | 2.1014 | 0.81273 | 5.9617 | 6.8718
1 | 0.82011 | Moderate | 6 | Mid | Mid | In | Mid | LimitedEE | 333 | 30710.37 | 8.9953 | 30607.1082 | NewCT2-1 | 7.8981 | 1.8945 | 2.0602 | 12.95 | 1.7896 | 0.43697 | 5.9617 | 5.8522
1 | 0.94485 | Large | 8 | High | High | In | Mid | LimitedEE | 334 | 30710.37 | 8.2453 | 30718.7734 | NewCT1-4 | 8.2759 | 1.9852 | 3.0619 | 13.2923 | 1.8567 | 0.51782 | 5.9617 | 6.0716
1 | 0.94515 | Large | 2 | Low | Mid | In | Low | Ref | 335 | 27856.5 | 7.1555 | 28033.8976 | ESR-4h-15 | 8.8332 | 2.1188 | 3.6327 | 12.907 | 1.7717 | 0.4154 | 5.9617 | 5.7937
1 | 1.0963 | Large | 2 | Mid | High | Out | Low | DERBreakthrough | 336 | 28095.27 | 7.3351 | 28242.883 | ESR-4h-9 | 7.0217 | 1.6843 | 3.2654 | 12.2848 | 1.6417 | 0.2587 | 5.9617 | 5.3685
1 | 1.0469 | Large | 4 | Mid | Low | In | High | DERBreakthrough | 337 | 28095.27 | 8.4876 | 28058.4141 | NewCT1-2 | 7.9889 | 1.9163 | 2.9137 | 13.3175 | 1.8629 | 0.52527 | 5.9617 | 6.0918
1 | 1.0672 | Zero | 4 | High | Low | In | High | AllOptions | 338 | 29266.38 | 9.9328 | 29024.3652 | ESR-4h-15 | 7.1473 | 1.7144 | 2.7289 | 14.3762 | 2.0886 | 0.79736 | 5.9617 | 6.8301
1 | 1.2264 | Zero | 8 | Low | Mid | In | Low | LimitedEE | 339 | 30710.37 | 9.3 | 30556.6012 | NY-4 | 9.3989 | 2.2545 | 3.5646 | 15.1191 | 2.2416 | 0.98179 | 5.9617 | 7.3305
1 | 0.92422 | Zero | 4 | Mid | Mid | In | Low | LimitedEE | 340 | 30710.37 | 9.6005 | 30513.9937 | ESR-4h-25 | 10.8915 | 2.6126 | 3.8367 | 16.0498 | 2.4377 | 1.2181 | 5.9617 | 7.9716
1 | 0.91699 | Moderate | 8 | Mid | Low | In | High | Ref | 341 | 27856.5 | 7.879 | 27914.4515 | ESR-4h-18 | 8.5347 | 2.0472 | 3.113 | 13.0392 | 1.8027 | 0.45271 | 5.9617 | 5.895
1 | 0.95377 | Moderate | 8 | Low | Low | In | Low | DERBreakthrough | 342 | 28095.27 | 8.2453 | 28098.6002 | NewCT1-2 | 5.3975 | 1.2947 | 3.5021 | 13.0421 | 1.8011 | 0.45085 | 5.9617 | 5.8899
1 | 1.0159 | Moderate | 8 | Low | Low | In | Low | DERBreakthrough | 343 | 28095.27 | 8.2453 | 28103.1703 | NewCT1-2 | 8.8236 | 2.1165 | 3.2645 | 13.6263 | 1.9264 | 0.60189 | 5.9617 | 6.2997
1 | 1.1395 | Zero | 6 | Low | Low | In | Low | DERBreakthrough | 344 | 28095.27 | 8.6 | 28042.8438 | NY-3 | 8.4526 | 2.0275 | 3.1143 | 13.7419 | 1.9518 | 0.63247 | 5.9617 | 6.3827
1 | 1.1904 | Large | 8 | Low | Low | In | Low | LimitedEE | 345 | 30710.37 | 10.2817 | 30422.0741 | ESR-4h-15 | 8.6796 | 2.082 | 3.2129 | 15.5765 | 2.3407 | 1.1012 | 5.9617 | 7.6545
1 | 0.95991 | Moderate | 2 | Low | Mid | In | High | LimitedEE | 346 | 30710.37 | 12.0795 | 30200.6011 | ESR-4h-29 | 9.9788 | 2.3936 | 3.0798 | 17.5529 | 2.761 | 1.6077 | 5.9617 | 9.0288
1 | 0.8209 | Large | 4 | High | Mid | In | Mid | Ref | 347 | 27856.5 | 6.0536 | 28233.2225 | ESR-4h-14 | 6.49 | 1.5568 | 2.2272 | 9.8375 | 1.0177 | 0 | 5.9617 | 3.3282
1 | 0.90442 | Large | 4 | High | Mid | In | Low | LimitedEE | 348 | 30710.37 | 9.2747 | 30559.3783 | ESR-4h-22 | 6.9883 | 1.6763 | 4.3931 | 15.3442 | 2.2848 | 1.0338 | 5.9617 | 7.4716
1 | 0.87391 | Zero | 2 | Mid | Mid | In | High | DERBreakthrough | 349 | 28095.27 | 7.7352 | 28175.6182 | ESR-4h-21 | 4.9991 | 1.1992 | 3.3843 | 12.3187 | 1.6482 | 0.26657 | 5.9617 | 5.3899
1 | 1.1068 | Large | 6 | Low | Low | In | Low | Ref | 350 | 27856.5 | 8.2453 | 27866.0719 | NewCT1-2 | 6.319 | 1.5157 | 3.8669 | 13.6279 | 1.9234 | 0.59825 | 5.9617 | 6.2898
1 | 0.82711 | Moderate | 8 | High | Low | Out | High | Ref | 351 | 27856.5 | 7.2773 | 28012.2241 | ESR-4h-17 | 7.3342 | 1.7593 | 3.1221 | 12.1587 | 1.6157 | 0.22738 | 5.9617 | 5.2836
1 | 1.0716 | Large | 4 | Low | High | In | Low | AllOptions | 352 | 29266.38 | 8.2453 | 29276.177 | NewCT1-1 | 8.974 | 2.1526 | 4.3829 | 14.7808 | 2.1653 | 0.88972 | 5.9617 | 7.0807
1 | 1.1073 | Zero | 2 | Mid | High | Out | High | Ref | 353 | 27856.5 | 7.4415 | 27986.2447 | ESR-4h-11 | 11.4111 | 2.7372 | 4.0078 | 14.1865 | 2.0412 | 0.74022 | 5.9617 | 6.6751
1 | 1.0451 | Zero | 8 | Low | Low | In | Low | AllOptions | 354 | 29266.38 | 8.9953 | 29161.478 | NewCT2-1 | 10.3628 | 2.4857 | 4.124 | 15.605 | 2.3417 | 1.1023 | 5.9617 | 7.6576
1 | 0.98273 | Large | 2 | Mid | Mid | In | Mid | Ref | 355 | 27856.5 | 7.6004 | 27959.482 | ESR-4h-13 | 7.2745 | 1.7449 | 2.6252 | 11.9705 | 1.5785 | 0.1826 | 5.9617 | 5.162
1 | 0.98241 | Zero | 6 | High | High | Out | High | DERBreakthrough | 356 | 28095.27 | 6.521 | 28383.7241 | ESR-4h-13 | 4.3344 | 1.0397 | 2.2589 | 9.8196 | 1.0123 | 0 | 5.9617 | 3.3104
1 | 1.1579 | Moderate | 6 | Low | High | In | Low | Ref | 357 | 27856.5 | 7.9326 | 27906.7395 | ESR-4h-8 | 8.3997 | 2.0148 | 3.9039 | 13.8513 | 1.9706 | 0.65516 | 5.9617 | 6.4443
1 | 0.83594 | Zero | 8 | High | Mid | In | High | Ref | 358 | 27856.5 | 7.1 | 28043.4898 | NY-1 | 5.4919 | 1.3174 | 4.1244 | 12.5418 | 1.6914 | 0.31865 | 5.9617 | 5.5312
1 | 1.0443 | Zero | 6 | Mid | High | Out | Low | LimitedEE | 359 | 30710.37 | 8.9953 | 30607.6055 | NewCT2-1 | 9.9582 | 2.3887 | 3.467 | 14.851 | 2.1853 | 0.91384 | 5.9617 | 7.1462
1 | 1.0742 | Moderate | 6 | Low | Mid | In | High | LimitedEE | 360 | 30710.37 | 9.2472 | 30563.4972 | ESR-4h-18 | 10.7135 | 2.5699 | 3.3522 | 15.1692 | 2.2535 | 0.99604 | 5.9617 | 7.3692
1 | 1.0562 | Moderate | 4 | Mid | Mid | In | Mid | DERBreakthrough | 361 | 28095.27 | 8.2453 | 28105.1395 | NewCT1-1 | 7.6064 | 1.8246 | 3.0761 | 13.146 | 1.8255 | 0.48028 | 5.9617 | 5.9698
1 | 0.87959 | Large | 6 | Mid | Low | In | High | DERBreakthrough | 362 | 28095.27 | 8.2453 | 28099.8803 | NewCT1-1 | 6.1638 | 1.4785 | 2.124 | 11.8478 | 1.5553 | 0.15458 | 5.9617 | 5.086
1 | 0.78379 | Large | 4 | High | Low | Out | High | Ref | 363 | 27856.5 | 7.2773 | 28012.2241 | ESR-4h-17 | 6.2877 | 1.5082 | 4.0031 | 12.7887 | 1.7445 | 0.38263 | 5.9617 | 5.7048
1 | 0.91182 | Moderate | 6 | Mid | Low | In | Mid | Ref | 364 | 27856.5 | 7.8084 | 27925.8258 | ESR-4h-18 | 5.8756 | 1.4094 | 2.1021 | 11.3199 | 1.4433 | 0.019667 | 5.9617 | 4.72
1 | 0.90572 | Zero | 4 | High | Low | In | High | LimitedEE | 365 | 30710.37 | 11.5662 | 30261.0062 | ESR-4h-26 | 12.5089 | 3.0005 | 4.5842 | 19.151 | 3.0918 | 2.0064 | 5.9617 | 10.1107
1 | 0.898 | Zero | 2 | High | Mid | Out | High | AllOptions | 366 | 29266.38 | 8.9953 | 29158.8603 | NewCT2-1 | 5.9925 | 1.4374 | 3.7803 | 14.213 | 2.0481 | 0.74852 | 5.9617 | 6.6976
1 | 1.0668 | Moderate | 2 | High | Low | Out | Low | DERBreakthrough | 367 | 28095.27 | 8.9953 | 27993.0297 | NewCT2-1 | 7.4791 | 1.794 | 4.1744 | 14.9637 | 2.2053 | 0.93793 | 5.9617 | 7.2115
1 | 1.1223 | Moderate | 8 | Low | Mid | In | Low | AllOptions | 368 | 29266.38 | 8.2453 | 29276.084 | NewCT1-4 | 9.3641 | 2.2462 | 3.4589 | 13.9503 | 1.9941 | 0.68349 | 5.9617 | 6.5211
1 | 1.0337 | Zero | 4 | High | Low | In | High | AllOptions | 369 | 29266.38 | 9.4745 | 29087.6428 | ESR-4h-15 | 7.2676 | 1.7433 | 3.6516 | 14.8694 | 2.1882 | 0.91733 | 5.9617 | 7.1556
1 | 1.0759 | Large | 4 | High | Low | Out | Low | AllOptions | 370 | 29266.38 | 9.2691 | 29116.5854 | ESR-4h-14 | 6.8293 | 1.6381 | 3.4387 | 14.3459 | 2.0782 | 0.78483 | 5.9617 | 6.7961
1 | 0.89943 | Zero | 6 | High | Low | In | Low | DERBreakthrough | 371 | 28095.27 | 8.2453 | 28105.1055 | NewCT1-2 | 11.4338 | 2.7426 | 3.1043 | 14.0922 | 2.0262 | 0.72218 | 5.9617 | 6.6261
1 | 1.1779 | Moderate | 4 | Mid | High | In | High | Ref | 372 | 27856.5 | 8.1269 | 27875.1618 | ESR-4h-6 | 6.3734 | 1.5288 | 3.824 | 13.4797 | 1.8922 | 0.56063 | 5.9617 | 6.1878
1 | 0.97448 | Moderate | 4 | Mid | High | In | Low | Ref | 373 | 27856.5 | 6.1523 | 28215.0207 | ESR-4h-10 | 8.0284 | 1.9258 | 2.8191 | 10.8972 | 1.3211 | 0 | 5.9617 | 4.3201
1 | 1.234 | Moderate | 4 | Mid | High | In | Mid | Ref | 374 | 27856.5 | 8.6714 | 27793.783 | ESR-4h-1 | 6.1766 | 1.4816 | 2.318 | 12.4709 | 1.6865 | 0.31269 | 5.9617 | 5.515
1 | 1.1587 | Moderate | 8 | Low | Mid | Out | Mid | LimitedEE | 375 | 30710.37 | 8.9953 | 30604.0099 | NewCT2-4 | 8.7485 | 2.0985 | 3.566 | 14.6598 | 2.1441 | 0.86427 | 5.9617 | 7.0117
1 | 1.2254 | Large | 2 | Mid | High | In | Mid | AllOptions | 376 | 29266.38 | 8.5883 | 29215.9756 | ESR-4h-13 | 7.6304 | 1.8303 | 3.5273 | 13.946 | 1.9928 | 0.68191 | 5.9617 | 6.5168
1 | 0.76919 | Zero | 6 | High | High | In | High | LimitedEE | 377 | 30710.37 | 8.2453 | 30713.1041 | NewCT1-2 | 9.3838 | 2.2509 | 4.1109 | 14.6071 | 2.1299 | 0.84712 | 5.9617 | 6.9651
1 | 1.0977 | Zero | 2 | Low | Low | In | High | Ref | 378 | 27856.5 | 8.9953 | 27748.1069 | NewCT2-1 | 6.8497 | 1.643 | 2.8535 | 13.4919 | 1.9002 | 0.57027 | 5.9617 | 6.2139
1 | 0.84904 | Large | 8 | High | High | In | High | DERBreakthrough | 379 | 28095.27 | 5.4162 | 28600.5052 | ESR-2h-1 | 6.4239 | 1.5409 | 1.9331 | 8.8902 | 0.74482 | 0 | 5.9617 | 2.4357
1 | 0.89729 | Moderate | 4 | High | High | In | Low | AllOptions | 380 | 29266.38 | 7.0167 | 29467.3365 | ESR-4h-16 | 5.8301 | 1.3985 | 3.4326 | 11.8477 | 1.548 | 0.14574 | 5.9617 | 5.062
1 | 1.0351 | Zero | 2 | High | Low | Out | Mid | AllOptions | 381 | 29266.38 | 11.4245 | 28834.2721 | ESR-4h-18 | 9.4249 | 2.2608 | 3.6755 | 17.3608 | 2.7169 | 1.5545 | 5.9617 | 8.8846
1 | 1.0953 | Large | 2 | Mid | Low | In | Mid | LimitedEE | 382 | 30710.37 | 13.6872 | 30090.37 | NECEC | 10.7636 | 2.5819 | 3.6233 | 19.8924 | 3.2546 | 2.2026 | 5.9617 | 10.6429
1 | 0.96064 | Large | 8 | Mid | Mid | In | High | DERBreakthrough | 383 | 28095.27 | 7.7608 | 28171.4141 | ESR-4h-14 | 6.2349 | 1.4956 | 3.1984 | 12.4548 | 1.6781 | 0.30263 | 5.9617 | 5.4877
1 | 1.0925 | Moderate | 4 | Low | Mid | Out | High | Ref | 384 | 27856.5 | 7.7465 | 27935.3521 | ESR-4h-9 | 6.5299 | 1.5663 | 3.6184 | 12.9312 | 1.7769 | 0.42167 | 5.9617 | 5.8107
1 | 1.1784 | Zero | 4 | Mid | High | In | Mid | AllOptions | 385 | 29266.38 | 8.2453 | 29274.3143 | NewCT1-2 | 8.3314 | 1.9985 | 3.5538 | 13.7975 | 1.9612 | 0.64375 | 5.9617 | 6.4133
1 | 1.2261 | Large | 2 | Mid | Mid | In | Low | AllOptions | 386 | 29266.38 | 10.8002 | 28911.4141 | ESR-4h-14 | 9.5687 | 2.2952 | 4.0172 | 17.1126 | 2.6623 | 1.4888 | 5.9617 | 8.7061
1 | 0.7718 | Moderate | 4 | Mid | High | In | High | LimitedEE | 387 | 30710.37 | 8.2453 | 30720.2647 | NewCT1-1 | 7.0314 | 1.6866 | 2.572 | 12.5039 | 1.6921 | 0.31942 | 5.9617 | 5.5333
1 | 1.0305 | Large | 8 | Low | Mid | In | Low | Ref | 388 | 27856.5 | 7.6468 | 27951.0741 | ESR-4h-9 | 9.7122 | 2.3297 | 3.6023 | 13.5788 | 1.9145 | 0.58748 | 5.9617 | 6.2606
1 | 1.0986 | Large | 8 | Low | High | In | High | AllOptions | 389 | 29266.38 | 8.2453 | 29276.177 | NewCT1-1 | 6.7321 | 1.6148 | 4.2335 | 14.0936 | 2.0202 | 0.71494 | 5.9617 | 6.6065
1 | 1.0549 | Zero | 4 | High | High | In | Low | LimitedEE | 390 | 30710.37 | 9.0037 | 30598.3519 | ESR-4h-16 | 9.1194 | 2.1875 | 3.2664 | 14.4576 | 2.1029 | 0.81457 | 5.9617 | 6.8768
1 | 1.0296 | Zero | 8 | High | Low | In | Low | AllOptions | 391 | 29266.38 | 8.9953 | 29161.4587 | NewCT2-1 | 7.7229 | 1.8525 | 3.1125 | 13.9602 | 1.9982 | 0.68836 | 5.9617 | 6.5343
1 | 1.1122 | Zero | 8 | Low | Low | In | Low | AllOptions | 392 | 29266.38 | 8.9953 | 29162.4053 | NewCT2-2 | 9.6374 | 2.3117 | 3.8464 | 15.1534 | 2.2473 | 0.98866 | 5.9617 | 7.3492
1 | 1.1019 | Zero | 8 | Mid | High | Out | Low | DERBreakthrough | 393 | 28095.27 | 7.3892 | 28233.7234 | ESR-4h-13 | 5.3335 | 1.2794 | 3.0872 | 11.7558 | 1.5304 | 0.12456 | 5.9617 | 5.0046
1 | 1.0496 | Moderate | 6 | Mid | Low | Out | Mid | LimitedEE | 394 | 30710.37 | 11.6639 | 30249.8 | ESR-4h-19 | 11.7831 | 2.8264 | 3.145 | 17.6353 | 2.7781 | 1.6284 | 5.9617 | 9.0849
1 | 0.79791 | Zero | 6 | High | High | In | High | Ref | 395 | 27856.5 | 5.4162 | 28361.7837 | ESR-2h-6 | 8.7701 | 2.1037 | 4.0739 | 11.5938 | 1.4905 | 0.076468 | 5.9617 | 4.8741
1 | 1.0754 | Moderate | 6 | High | Mid | In | Low | AllOptions | 396 | 29266.38 | 8.6973 | 29198.6213 | ESR-4h-12 | 7.3571 | 1.7647 | 2.7743 | 13.2364 | 1.8464 | 0.50545 | 5.9617 | 6.038
1 | 1.0462 | Zero | 6 | Low | Mid | Out | Low | AllOptions | 397 | 29266.38 | 8.8936 | 29170.3707 | ESR-4h-18 | 7.7756 | 1.8652 | 3.9579 | 14.7167 | 2.154 | 0.8762 | 5.9617 | 7.044
1 | 0.82165 | Moderate | 6 | Mid | High | In | Low | LimitedEE | 398 | 30710.37 | 8.2453 | 30718.9022 | NewCT1-1 | 6.7772 | 1.6257 | 3.4613 | 13.3322 | 1.8629 | 0.52534 | 5.9617 | 6.092
1 | 1.0558 | Zero | 2 | Low | High | In | Low | Ref | 399 | 27856.5 | 6.9417 | 28071.0636 | ESR-4h-15 | 6.9497 | 1.667 | 2.8867 | 11.4954 | 1.4762 | 0.059273 | 5.9617 | 4.8274
1 | 1.1351 | Zero | 2 | Low | High | In | High | DERBreakthrough | 400 | 28095.27 | 7.7121 | 28180.9361 | ESR-4h-15 | 6.3759 | 1.5294 | 2.8725 | 12.1139 | 1.6076 | 0.21762 | 5.9617 | 5.2571
1 | 0.80981 | Moderate | 4 | Mid | Mid | In | Mid | DERBreakthrough | 401 | 28095.27 | 6.4134 | 28403.9259 | ESR-4h-17 | 6.8628 | 1.6462 | 3.1174 | 11.1771 | 1.4001 | 0 | 5.9617 | 4.5785
1 | 1.0244 | Moderate | 4 | Low | Mid | In | Low | AllOptions | 402 | 29266.38 | 8.9203 | 29165.5741 | ESR-4h-18 | 11.0721 | 2.6559 | 4.2293 | 15.8055 | 2.3836 | 1.1529 | 5.9617 | 7.7948
1 | 0.80944 | Large | 2 | High | Mid | In | Low | Ref | 403 | 27856.5 | 5.9091 | 28262.001 | ESR-4h-14 | 5.532 | 1.327 | 3.5032 | 10.7392 | 1.27 | 0 | 5.9617 | 4.153
1 | 1.2189 | Zero | 6 | Mid | Low | In | Low | Ref | 404 | 27856.5 | 8.5251 | 27814.5475 | ESR-4h-11 | 10.684 | 2.5628 | 4.394 | 15.4819 | 2.314 | 1.069 | 5.9617 | 7.5672
1 | 0.87662 | Moderate | 6 | High | Low | In | Mid | Ref | 405 | 27856.5 | 7.327 | 28004.1164 | ESR-4h-17 | 5.0216 | 1.2045 | 2.5197 | 11.0512 | 1.3681 | 0 | 5.9617 | 4.474
1 | 1.0681 | Zero | 4 | Mid | High | In | High | AllOptions | 406 | 29266.38 | 8.2453 | 29274.3143 | NewCT1-2 | 9.3899 | 2.2524 | 2.8333 | 13.3309 | 1.8661 | 0.52923 | 5.9617 | 6.1026
1 | 1.0908 | Moderate | 6 | Mid | High | In | High | LimitedEE | 407 | 30710.37 | 8.9953 | 30605.4597 | NewCT2-1 | 8.9557 | 2.1482 | 4.0925 | 15.236 | 2.2635 | 1.0082 | 5.9617 | 7.402
1 | 1.1994 | Moderate | 8 | Mid | High | In | Mid | AllOptions | 408 | 29266.38 | 8.3356 | 29253.7989 | ESR-4h-6 | 7.8214 | 1.8761 | 3.6367 | 13.8485 | 1.9715 | 0.65623 | 5.9617 | 6.4472
1 | 1.0458 | Moderate | 8 | Mid | Mid | In | Mid | Ref | 409 | 27856.5 | 7.7903 | 27927.9141 | ESR-4h-12 | 8.9353 | 2.1433 | 2.8209 | 12.7545 | 1.7439 | 0.38185 | 5.9617 | 5.7027
1 | 1.1502 | Moderate | 2 | Low | Low | In | Low | DERBreakthrough | 410 | 28095.27 | 8.9953 | 27990.8715 | NewCT2-1 | 10.4339 | 2.5028 | 3.4133 | 14.9114 | 2.1984 | 0.92967 | 5.9617 | 7.1891
1 | 1.1517 | Large | 8 | Mid | Mid | In | Mid | AllOptions | 411 | 29266.38 | 8.2453 | 29275.5823 | NewCT1-4 | 7.7846 | 1.8673 | 3.4168 | 13.5294 | 1.905 | 0.57609 | 5.9617 | 6.2297
1 | 1.0731 | Zero | 8 | Mid | High | In | Mid | AllOptions | 412 | 29266.38 | 8.2453 | 29274.3143 | NewCT1-2 | 8.3543 | 2.004 | 3.3999 | 13.6491 | 1.9305 | 0.60682 | 5.9617 | 6.3131
1 | 1.0461 | Zero | 8 | Low | High | In | Low | DERBreakthrough | 413 | 28095.27 | 7.0711 | 28286.7506 | ESR-4h-9 | 5.2759 | 1.2655 | 3.216 | 11.5526 | 1.4865 | 0.07171 | 5.9617 | 4.8612
1 | 1.1035 | Large | 8 | Low | Mid | In | Mid | LimitedEE | 414 | 30710.37 | 8.9953 | 30604.0099 | NewCT2-4 | 6.6845 | 1.6034 | 3.2994 | 13.8981 | 1.9839 | 0.67121 | 5.9617 | 6.4878
1 | 0.87645 | Moderate | 4 | Mid | Low | In | Mid | LimitedEE | 415 | 30710.37 | 10.8706 | 30346.5334 | ESR-4h-28 | 7.7128 | 1.8501 | 3.2444 | 15.9651 | 2.423 | 1.2004 | 5.9617 | 7.9236
1 | 1.0126 | Moderate | 2 | High | High | In | Mid | DERBreakthrough | 416 | 28095.27 | 6.522 | 28383.5498 | ESR-4h-8 | 7.5943 | 1.8217 | 3.3236 | 11.6672 | 1.5102 | 0.10029 | 5.9617 | 4.9387
1 | 1.2342 | Large | 8 | Low | Low | In | Mid | AllOptions | 417 | 29266.38 | 8.9953 | 29160.4123 | NewCT2-2 | 8.3743 | 2.0088 | 3.6653 | 14.6693 | 2.1456 | 0.86605 | 5.9617 | 7.0165
1 | 0.93415 | Zero | 2 | Mid | High | In | Low | DERBreakthrough | 418 | 28095.27 | 6.7976 | 28333.9141 | ESR-4h-14 | 8.6538 | 2.0758 | 3.4037 | 12.2771 | 1.6393 | 0.25579 | 5.9617 | 5.3606
1 | 1.2061 | Moderate | 2 | Mid | High | In | Mid | DERBreakthrough | 419 | 28095.27 | 8.4012 | 28072.5478 | ESR-4h-5 | 8.2341 | 1.9751 | 4.1557 | 14.532 | 2.1137 | 0.8276 | 5.9617 | 6.9121
1 | 1.1626 | Moderate | 6 | Mid | Low | In | Low | LimitedEE | 420 | 30710.37 | 12.0011 | 30209.4141 | ESR-4h-18 | 9.8161 | 2.3546 | 3.5756 | 17.9313 | 2.8385 | 1.7012 | 5.9617 | 9.2824
1 | 1.0819 | Large | 2 | Mid | High | Out | High | Ref | 421 | 27856.5 | 7.1955 | 28026.3982 | ESR-4h-7 | 7.7324 | 1.8548 | 3.41 | 12.4603 | 1.6781 | 0.3026 | 5.9617 | 5.4877
1 | 0.76489 | Large | 4 | Mid | Low | Out | Low | AllOptions | 422 | 29266.38 | 8.2453 | 29274.6978 | NewCT1-2 | 4.6768 | 1.1218 | 2.9404 | 12.3075 | 1.6483 | 0.2667 | 5.9617 | 5.3902
1 | 0.97337 | Zero | 8 | High | Low | Out | Mid | Ref | 423 | 27856.5 | 8.2453 | 27865.2085 | NewCT1-2 | 7.6835 | 1.8431 | 3.8953 | 13.9837 | 1.9988 | 0.68908 | 5.9617 | 6.5363
1 | 0.89048 | Zero | 6 | High | Mid | Out | Mid | AllOptions | 424 | 29266.38 | 8.2453 | 29275.9376 | NewCT1-3 | 9.9478 | 2.3862 | 4.2364 | 14.8678 | 2.1846 | 0.91299 | 5.9617 | 7.1438
1 | 1.2034 | Large | 8 | Mid | High | In | Low | LimitedEE | 425 | 30710.37 | 8.9953 | 30602.1738 | NewCT2-1 | 7.9979 | 1.9185 | 3.0051 | 13.9188 | 1.99 | 0.67849 | 5.9617 | 6.5076
1 | 0.8952 | Large | 8 | High | Low | In | High | AllOptions | 426 | 29266.38 | 8.2453 | 29275.9363 | NewCT1-4 | 11.0953 | 2.6615 | 2.7148 | 13.6216 | 1.9285 | 0.60438 | 5.9617 | 6.3065
1 | 1.1485 | Large | 8 | Low | High | In | High | DERBreakthrough | 427 | 28095.27 | 7.8415 | 28160.0053 | ESR-4h-11 | 6.3066 | 1.5128 | 2.4108 | 11.765 | 1.5361 | 0.13147 | 5.9617 | 5.0233
1 | 0.91407 | Large | 2 | Mid | High | In | Mid | LimitedEE | 428 | 30710.37 | 9.1088 | 30582.4141 | NewCT2-1 | 11.1225 | 2.668 | 3.9388 | 15.7155 | 2.3662 | 1.1319 | 5.9617 | 7.7377
1 | 0.97077 | Large | 4 | Mid | Low | In | High | AllOptions | 429 | 29266.38 | 8.9953 | 29159.8481 | NewCT2-2 | 7.255 | 1.7403 | 4.1976 | 14.9332 | 2.1986 | 0.92996 | 5.9617 | 7.1899
1 | 1.0356 | Moderate | 4 | Low | High | In | Low | DERBreakthrough | 430 | 28095.27 | 6.7457 | 28344.833 | ESR-4h-12 | 5.0662 | 1.2152 | 2.8159 | 10.7769 | 1.2862 | 0 | 5.9617 | 4.2059
1 | 1.0867 | Large | 2 | Low | Mid | In | Mid | DERBreakthrough | 431 | 28095.27 | 8.2453 | 28104.8271 | NewCT1-1 | 8.2919 | 1.989 | 2.8189 | 13.0532 | 1.8073 | 0.45827 | 5.9617 | 5.91
1 | 0.90839 | Zero | 2 | Mid | Mid | In | Mid | DERBreakthrough | 432 | 28095.27 | 7.8 | 28166.5078 | NY-2 | 9.6257 | 2.3089 | 3.549 | 13.6579 | 1.9316 | 0.60808 | 5.9617 | 6.3165
1 | 1.0272 | Zero | 6 | Mid | High | Out | Low | AllOptions | 433 | 29266.38 | 8.2453 | 29275.8339 | NewCT1-2 | 6.6522 | 1.5957 | 3.9036 | 13.7446 | 1.948 | 0.62785 | 5.9617 | 6.3702
1 | 0.99903 | Large | 4 | High | High | In | Low | DERBreakthrough | 434 | 28095.27 | 6.3906 | 28408.7206 | ESR-4h-9 | 5.3923 | 1.2935 | 4.3789 | 12.0629 | 1.5884 | 0.19443 | 5.9617 | 5.1942
1 | 1.1412 | Zero | 4 | Low | High | In | Mid | LimitedEE | 435 | 30710.37 | 9.4762 | 30531.4055 | ESR-4h-17 | 9.449 | 2.2665 | 3.2433 | 14.986 | 2.2152 | 0.94989 | 5.9617 | 7.244
1 | 1.1592 | Moderate | 4 | Low | High | In | High | AllOptions | 436 | 29266.38 | 8.2453 | 29274.4583 | NewCT1-1 | 6.9775 | 1.6737 | 3.3264 | 13.2454 | 1.8452 | 0.50404 | 5.9617 | 6.0342
1 | 1.0365 | Moderate | 4 | High | Mid | In | Mid | Ref | 437 | 27856.5 | 7.4841 | 27977.7241 | ESR-4h-11 | 5.5475 | 1.3307 | 3.3306 | 12.1454 | 1.6117 | 0.22259 | 5.9617 | 5.2706
1 | 0.98405 | Zero | 2 | High | High | In | Mid | Ref | 438 | 27856.5 | 6.2451 | 28197.533 | ESR-4h-12 | 7.6208 | 1.828 | 2.6811 | 10.7542 | 1.2806 | 0 | 5.9617 | 4.1878
1 | 1.2155 | Moderate | 2 | Low | Mid | In | High | Ref | 439 | 27856.5 | 8.4917 | 27820.4421 | ESR-4h-12 | 5.5557 | 1.3327 | 2.9349 | 12.7593 | 1.7442 | 0.3823 | 5.9617 | 5.7039
1 | 0.87459 | Moderate | 4 | High | Mid | In | High | LimitedEE | 440 | 30710.37 | 8.9953 | 30608.2641 | NewCT2-2 | 8.5309 | 2.0463 | 3.5391 | 14.5807 | 2.1275 | 0.84421 | 5.9617 | 6.9572
1 | 0.95122 | Large | 2 | Low | Low | In | Mid | DERBreakthrough | 441 | 28095.27 | 8.3471 | 28080.1185 | ESR-4h-18 | 7.2261 | 1.7333 | 3.8481 | 13.9286 | 1.9873 | 0.6753 | 5.9617 | 6.4989
1 | 1.2327 | Large | 4 | Low | Mid | In | High | LimitedEE | 442 | 30710.37 | 12.1958 | 30187.4054 | ESR-4h-21 | 9.0231 | 2.1644 | 2.8108 | 17.171 | 2.6814 | 1.5118 | 5.9617 | 8.7686
1 | 0.79506 | Large | 8 | Mid | Mid | In | Low | LimitedEE | 443 | 30710.37 | 8.2453 | 30719.6595 | NewCT1-4 | 6.388 | 1.5323 | 3.3048 | 13.0823 | 1.8107 | 0.46246 | 5.9617 | 5.9214
1 | 1.1387 | Large | 8 | Low | Low | In | High | AllOptions | 444 | 29266.38 | 8.9953 | 29157.9965 | NewCT2-1 | 8.749 | 2.0986 | 3.1653 | 14.2592 | 2.0614 | 0.7645 | 5.9617 | 6.7409
1 | 0.80552 | Large | 4 | High | Mid | In | Mid | AllOptions | 445 | 29266.38 | 8.0688 | 29293.7241 | ESR-4h-24 | 8.7315 | 2.0944 | 3.3361 | 13.4994 | 1.8991 | 0.56894 | 5.9617 | 6.2103
1 | 1.0428 | Large | 4 | High | Mid | In | Mid | Ref | 446 | 27856.5 | 7.4841 | 27977.7241 | ESR-4h-11 | 7.353 | 1.7638 | 3.729 | 12.9769 | 1.786 | 0.43262 | 5.9617 | 5.8404
1 | 1.2309 | Large | 6 | Low | Low | Out | Mid | LimitedEE | 447 | 30710.37 | 12.1717 | 30190.2303 | ESR-4h-20 | 10.123 | 2.4282 | 3.8003 | 18.4002 | 2.9368 | 1.8196 | 5.9617 | 9.6038
1 | 1.1551 | Zero | 2 | Low | Mid | In | Mid | DERBreakthrough | 448 | 28095.27 | 8.7383 | 28021.0741 | ESR-4h-9 | 10.5607 | 2.5332 | 3.975 | 15.2465 | 2.2664 | 1.0116 | 5.9617 | 7.4114
1 | 0.99951 | Zero | 2 | High | Low | In | High | Ref | 449 | 27856.5 | 8.8719 | 27762.7241 | NY-3 | 5.1869 | 1.2442 | 3.1908 | 13.3069 | 1.859 | 0.52068 | 5.9617 | 6.0794
1 | 1.1548 | Large | 8 | Mid | Low | In | Mid | Ref | 450 | 27856.5 | 8.2453 | 27866.3742 | NewCT1-2 | 8.7263 | 2.0932 | 3.7786 | 14.1171 | 2.0277 | 0.72399 | 5.9617 | 6.631
1 | 1.0191 | Large | 6 | Mid | Low | In | Low | DERBreakthrough | 451 | 28095.27 | 8.2453 | 28101.9461 | NewCT1-2 | 4.8909 | 1.1732 | 4.4426 | 13.8611 | 1.9697 | 0.65403 | 5.9617 | 6.4412
1 | 1.053 | Moderate | 8 | Mid | Low | In | Low | AllOptions | 452 | 29266.38 | 8.9953 | 29155.2492 | NewCT2-1 | 5.8402 | 1.4009 | 4.5876 | 14.9838 | 2.2072 | 0.94027 | 5.9617 | 7.2179
1 | 0.86808 | Large | 2 | Mid | Mid | In | Low | AllOptions | 453 | 29266.38 | 8.6768 | 29201.8179 | ESR-4h-20 | 8.5214 | 2.044 | 2.5885 | 13.3093 | 1.8629 | 0.52536 | 5.9617 | 6.0921
1 | 1.1655 | Zero | 2 | Low | Low | In | High | Ref | 454 | 27856.5 | 8.9953 | 27748.1069 | NewCT2-1 | 6.0214 | 1.4444 | 3.2285 | 13.6682 | 1.9355 | 0.61285 | 5.9617 | 6.3295
1 | 0.93842 | Zero | 8 | Low | High | In | High | Ref | 455 | 27856.5 | 5.8022 | 28284.0371 | ESR-4h-16 | 7.2524 | 1.7396 | 2.7969 | 10.3388 | 1.159 | 0 | 5.9617 | 3.7902
1 | 0.88062 | Zero | 6 | High | Mid | Out | Low | Ref | 456 | 27856.5 | 7.3817 | 27995.5507 | ESR-4h-17 | 6.3817 | 1.5308 | 3.4339 | 12.3464 | 1.6538 | 0.27331 | 5.9617 | 5.4082
1 | 1.0879 | Moderate | 2 | Mid | Mid | Out | Mid | Ref | 457 | 27856.5 | 7.7903 | 27927.9141 | ESR-4h-12 | 6.0457 | 1.4502 | 4.352 | 13.5925 | 1.9132 | 0.58594 | 5.9617 | 6.2564
1 | 0.90491 | Zero | 2 | High | Low | In | High | Ref | 458 | 27856.5 | 8.2453 | 27862.6936 | NewCT1-1 | 7.267 | 1.7431 | 3.8501 | 13.8385 | 1.9682 | 0.65224 | 5.9617 | 6.4363
1 | 0.81508 | Zero | 4 | Mid | Low | Out | Mid | LimitedEE | 459 | 30710.37 | 10.8706 | 30346.5334 | NY-5 | 11.8178 | 2.8348 | 4.3907 | 18.0961 | 2.869 | 1.7378 | 5.9617 | 9.3819
1 | 1.0005 | Moderate | 6 | High | Low | In | Low | LimitedEE | 460 | 30710.37 | 10.8554 | 30348.8848 | ESR-4h-19 | 8.7507 | 2.099 | 3.888 | 16.8425 | 2.6057 | 1.4205 | 5.9617 | 8.5209
1 | 0.78356 | Moderate | 6 | Mid | High | Out | Low | AllOptions | 461 | 29266.38 | 6.0545 | 29643.427 | ESR-4h-20 | 7.2237 | 1.7328 | 3.213 | 11.0003 | 1.348 | 0 | 5.9617 | 4.4082
1 | 1.114 | Moderate | 2 | Mid | High | Out | High | DERBreakthrough | 462 | 28095.27 | 7.5065 | 28213.8707 | ESR-4h-9 | 7.1927 | 1.7253 | 2.4915 | 11.7233 | 1.5268 | 0.12025 | 5.9617 | 4.9929
1 | 0.8882 | Moderate | 8 | Mid | Low | In | High | AllOptions | 463 | 29266.38 | 8.2453 | 29274.7971 | NewCT1-4 | 8.1409 | 1.9528 | 2.9556 | 13.1536 | 1.8278 | 0.48305 | 5.9617 | 5.9773
1 | 1.0362 | Large | 8 | High | Mid | Out | Low | AllOptions | 464 | 29266.38 | 8.2453 | 29271.6892 | NewCT1-4 | 8.2468 | 1.9782 | 3.8698 | 14.0932 | 2.0222 | 0.71728 | 5.9617 | 6.6128
1 | 0.90288 | Moderate | 6 | Mid | Mid | In | Low | AllOptions | 465 | 29266.38 | 8.2453 | 29276.2818 | NewCT1-2 | 6.2085 | 1.4892 | 4.5876 | 14.3221 | 2.0667 | 0.771 | 5.9617 | 6.7586
1 | 0.803 | Zero | 4 | High | High | In | High | AllOptions | 466 | 29266.38 | 7.6058 | 29368.2089 | ESR-4h-21 | 5.6754 | 1.3614 | 2.5188 | 11.486 | 1.4763 | 0.059348 | 5.9617 | 4.8276
1 | 1.2291 | Moderate | 6 | Low | Low | In | Low | DERBreakthrough | 467 | 28095.27 | 8.6245 | 28038.4435 | ESR-4h-12 | 7.2909 | 1.7489 | 2.5817 | 12.955 | 1.7878 | 0.43476 | 5.9617 | 5.8462
1 | 1.0869 | Large | 8 | Mid | Low | In | High | DERBreakthrough | 468 | 28095.27 | 8.2453 | 28099.0229 | NewCT1-3 | 8.1802 | 1.9622 | 3.708 | 13.9154 | 1.9853 | 0.67289 | 5.9617 | 6.4924
1 | 0.86097 | Large | 2 | High | Low | In | Mid | Ref | 469 | 27856.5 | 7.2773 | 28012.2241 | ESR-4h-17 | 6.3556 | 1.5245 | 4.1173 | 12.9191 | 1.7716 | 0.41523 | 5.9617 | 5.7933
1 | 0.9385 | Zero | 6 | High | Low | Out | Low | LimitedEE | 470 | 30710.37 | 9.8355 | 30481.9468 | ESR-4h-22 | 5.6888 | 1.3646 | 3.8483 | 15.0484 | 2.225 | 0.96179 | 5.9617 | 7.2762
1 | 1.0716 | Moderate | 8 | High | Low | In | Low | AllOptions | 471 | 29266.38 | 8.9953 | 29164.0228 | NewCT2-1 | 9.0314 | 2.1664 | 2.7764 | 13.938 | 1.9953 | 0.68494 | 5.9617 | 6.5251
1 | 1.2271 | Large | 4 | Low | Low | In | Low | LimitedEE | 472 | 30710.37 | 13.6872 | 30090.37 | NECEC | 8.5572 | 2.0526 | 3.6707 | 19.4105 | 3.152 | 2.079 | 5.9617 | 10.3075
1 | 1.1664 | Zero | 4 | Mid | Mid | In | High | LimitedEE | 473 | 30710.37 | 12.0652 | 30201.9141 | ESR-4h-19 | 11.4497 | 2.7465 | 3.7257 | 18.5374 | 2.9664 | 1.8552 | 5.9617 | 9.7004
1 | 1.0301 | Large | 6 | Mid | High | In | Low | Ref | 474 | 27856.5 | 6.6922 | 28115.6627 | ESR-4h-8 | 9.9016 | 2.3751 | 2.7905 | 11.8578 | 1.5537 | 0.15265 | 5.9617 | 5.0808
1 | 0.86599 | Large | 8 | Mid | Mid | In | High | DERBreakthrough | 475 | 28095.27 | 6.622 | 28366.2426 | ESR-4h-16 | 4.6891 | 1.1248 | 2.9206 | 10.6674 | 1.2536 | 0 | 5.9617 | 4.0993
1 | 1.0746 | Zero | 8 | High | High | In | High | AllOptions | 476 | 29266.38 | 8.2453 | 29275.9572 | NewCT1-2 | 9.0086 | 2.1609 | 2.6706 | 13.0768 | 1.8131 | 0.46531 | 5.9617 | 5.9291
1 | 0.93062 | Large | 4 | High | Mid | In | High | AllOptions | 477 | 29266.38 | 8.2453 | 29275.6885 | NewCT1-2 | 6.303 | 1.5119 | 3.394 | 13.1512 | 1.8249 | 0.47948 | 5.9617 | 5.9676
1 | 1.1747 | Moderate | 2 | Low | Mid | Out | High | Ref | 478 | 27856.5 | 8.2453 | 27857.112 | NewCT1-1 | 6.2745 | 1.5051 | 3.0291 | 12.7795 | 1.748 | 0.38683 | 5.9617 | 5.7162
1 | 1.1313 | Moderate | 4 | Low | High | In | High | DERBreakthrough | 479 | 28095.27 | 7.675 | 28186.9321 | ESR-4h-11 | 6.1665 | 1.4792 | 3.0587 | 12.2129 | 1.6276 | 0.24168 | 5.9617 | 5.3224
1 | 1.1864 | Moderate | 6 | Mid | Mid | In | High | AllOptions | 480 | 29266.38 | 8.9953 | 29163.2372 | NewCT2-1 | 8.6206 | 2.0678 | 3.526 | 14.5892 | 2.1294 | 0.84647 | 5.9617 | 6.9633
1 | 1.1866 | Moderate | 6 | Mid | Low | In | High | AllOptions | 481 | 29266.38 | 8.9953 | 29156.0131 | NewCT2-2 | 8.655 | 2.0761 | 3.3854 | 14.4568 | 2.1021 | 0.81356 | 5.9617 | 6.874
1 | 1.0991 | Zero | 6 | Mid | Low | In | Mid | AllOptions | 482 | 29266.38 | 8.9953 | 29161.217 | NewCT2-3 | 8.4947 | 2.0376 | 2.7283 | 13.7612 | 1.9581 | 0.64003 | 5.9617 | 6.4032
1 | 0.95329 | Zero | 6 | Low | Mid | In | High | DERBreakthrough | 483 | 28095.27 | 8.2453 | 28104.1447 | NewCT1-1 | 7.3937 | 1.7735 | 3.4993 | 13.5181 | 1.9022 | 0.57263 | 5.9617 | 6.2203
1 | 1.1155 | Large | 2 | Low | Low | In | High | LimitedEE | 484 | 30710.37 | 13.6872 | 30090.37 | NECEC | 11.6836 | 2.8026 | 2.1533 | 18.643 | 2.9976 | 1.8928 | 5.9617 | 9.8025
1 | 0.86474 | Moderate | 2 | High | High | Out | High | DERBreakthrough | 485 | 28095.27 | 5.4162 | 28600.5472 | ESR-2h-5 | 6.2843 | 1.5074 | 2.5998 | 9.5235 | 0.92369 | 0 | 5.9617 | 3.0206
1 | 1.1264 | Moderate | 6 | Mid | Mid | In | Mid | LimitedEE | 486 | 30710.37 | 9.9057 | 30472.7215 | ESR-4h-15 | 10.3862 | 2.4914 | 1.6938 | 14.0908 | 2.0338 | 0.73131 | 5.9617 | 6.6509
1 | 1.1475 | Large | 8 | Mid | Mid | In | High | AllOptions | 487 | 29266.38 | 8.2453 | 29275.5823 | NewCT1-4 | 6.2625 | 1.5022 | 2.8221 | 12.5695 | 1.7046 | 0.33452 | 5.9617 | 5.5742
1 | 1.2165 | Zero | 8 | Mid | High | In | Mid | DERBreakthrough | 488 | 28095.27 | 8.5019 | 28057.5733 | ESR-4h-1 | 7.8736 | 1.8887 | 3.0865 | 13.4771 | 1.8958 | 0.56493 | 5.9617 | 6.1994
1 | 1.0433 | Zero | 2 | Mid | High | In | Mid | LimitedEE | 489 | 30710.37 | 10.1 | 30446.5204 | NY-5 | 10.3744 | 2.4885 | 3.2716 | 15.8602 | 2.4006 | 1.1733 | 5.9617 | 7.8503
1 | 0.93492 | Moderate | 2 | Low | Low | In | Mid | DERBreakthrough | 490 | 28095.27 | 8.2453 | 28102.4064 | NewCT1-1 | 6.1487 | 1.4749 | 3.4956 | 13.2158 | 1.838 | 0.49532 | 5.9617 | 6.0106
1 | 1.0231 | Large | 8 | Low | Low | In | Low | LimitedEE | 491 | 30710.37 | 8.9953 | 30603.3161 | NewCT2-4 | 11.7137 | 2.8098 | 2.6775 | 14.4826 | 2.1115 | 0.82492 | 5.9617 | 6.9049
1 | 0.90239 | Zero | 8 | High | Low | In | Low | Ref | 492 | 27856.5 | 8.2453 | 27862.6936 | NewCT1-1 | 5.664 | 1.3586 | 3.8606 | 13.4645 | 1.8888 | 0.5565 | 5.9617 | 6.1766
1 | 0.79493 | Zero | 6 | Mid | High | Out | High | Ref | 493 | 27856.5 | 5.4162 | 28361.645 | ESR-2h-3 | 4.6392 | 1.1128 | 3.7787 | 10.3077 | 1.1425 | 0 | 5.9617 | 3.7361
1 | 1.2289 | Moderate | 2 | Mid | Low | In | Mid | DERBreakthrough | 494 | 28095.27 | 8.9953 | 27989.5789 | NewCT2-1 | 8.073 | 1.9365 | 2.1502 | 13.082 | 1.8171 | 0.47015 | 5.9617 | 5.9423
1 | 0.98355 | Moderate | 2 | Low | Low | In | Low | DERBreakthrough | 495 | 28095.27 | 8.4566 | 28063.0741 | NewCT1-1 | 7.3719 | 1.7683 | 4.261 | 14.486 | 2.1034 | 0.81513 | 5.9617 | 6.8783
1 | 1.111 | Zero | 2 | Low | Low | Out | Low | Ref | 496 | 27856.5 | 8.9953 | 27748.1069 | NewCT2-1 | 6.6464 | 1.5943 | 3.6034 | 14.1929 | 2.0448 | 0.74458 | 5.9617 | 6.6869
1 | 1.1091 | Zero | 4 | Mid | High | Out | Low | AllOptions | 497 | 29266.38 | 8.2453 | 29274.3143 | NewCT1-2 | 6.4741 | 1.553 | 3.7419 | 13.5401 | 1.9055 | 0.57663 | 5.9617 | 6.2312
1 | 0.91586 | Large | 8 | High | Mid | In | High | AllOptions | 498 | 29266.38 | 8.2453 | 29275.6885 | NewCT1-2 | 5.0733 | 1.2169 | 2.2854 | 11.7476 | 1.5331 | 0.12786 | 5.9617 | 5.0135
1 | 0.88006 | Large | 8 | High | Low | Out | Mid | DERBreakthrough | 499 | 28095.27 | 8.2453 | 28102.4269 | NewCT1-1 | 8.4022 | 2.0154 | 3.3156 | 13.5763 | 1.9155 | 0.58876 | 5.9617 | 6.2641
1 | 1.0988 | Zero | 8 | Low | Mid | In | Low | LimitedEE | 500 | 30710.37 | 8.9953 | 30607.4782 | NewCT2-4 | 6.3811 | 1.5306 | 3.081 | 13.6069 | 1.9234 | 0.59817 | 5.9617 | 6.2896
1 | 0.78005 | Moderate | 6 | High | High | In | Mid | DERBreakthrough | 501 | 28095.27 | 5.4162 | 28600.5206 | ESR-2h-2 | 7.3463 | 1.7622 | 3.9829 | 11.1613 | 1.3889 | 0 | 5.9617 | 4.542
1 | 0.86393 | Moderate | 6 | High | Low | In | High | LimitedEE | 502 | 30710.37 | 8.9953 | 30607.2337 | NewCT2-3 | 10.6651 | 2.5583 | 3.979 | 15.5326 | 2.3271 | 1.0848 | 5.9617 | 7.61
1 | 0.81014 | Zero | 8 | Mid | Mid | In | Low | LimitedEE | 503 | 30710.37 | 8.9953 | 30602.9218 | NewCT2-1 | 9.2321 | 2.2145 | 2.9644 | 14.1742 | 2.0444 | 0.74409 | 5.9617 | 6.6856
1 | 0.97372 | Large | 8 | Low | High | In | Mid | Ref | 504 | 27856.5 | 6.1448 | 28215.6607 | ESR-4h-11 | 6.2634 | 1.5024 | 2.934 | 10.5812 | 1.2284 | 0 | 5.9617 | 4.0171
1 | 0.85666 | Zero | 8 | High | Mid | Out | Low | LimitedEE | 505 | 30710.37 | 8.9953 | 30607.5029 | NewCT2-1 | 8.9945 | 2.1575 | 4.1381 | 15.2909 | 2.2749 | 1.0219 | 5.9617 | 7.4393
1 | 0.98367 | Large | 2 | High | Low | In | High | DERBreakthrough | 506 | 28095.27 | 8.459 | 28062.7241 | NewCT1-1 | 7.0393 | 1.6885 | 3.6905 | 13.838 | 1.969 | 0.65318 | 5.9617 | 6.4389
1 | 0.8267 | Zero | 4 | High | Mid | In | Mid | Ref | 507 | 27856.5 | 7.1 | 28043.4898 | NY-1 | 7.2867 | 1.7479 | 3.7096 | 12.5575 | 1.6971 | 0.32545 | 5.9617 | 5.5497
1 | 0.98854 | Large | 4 | High | High | In | Mid | DERBreakthrough | 508 | 28095.27 | 6.2887 | 28428.2485 | ESR-4h-9 | 6.4933 | 1.5576 | 3.1379 | 10.9842 | 1.3439 | 0 | 5.9617 | 4.3948
1 | 1.0655 | Zero | 8 | High | Low | In | Low | AllOptions | 509 | 29266.38 | 8.9953 | 29163.9796 | NewCT2-2 | 9.5613 | 2.2935 | 3.1255 | 14.4142 | 2.0945 | 0.80442 | 5.9617 | 6.8492
1 | 0.95823 | Large | 8 | Mid | Mid | Out | High | LimitedEE | 510 | 30710.37 | 8.9953 | 30601.4498 | NewCT2-2 | 9.4885 | 2.276 | 3.2068 | 14.4781 | 2.1076 | 0.8202 | 5.9617 | 6.8921
1 | 1.0995 | Zero | 4 | Mid | High | In | High | AllOptions | 511 | 29266.38 | 8.2453 | 29274.3143 | NewCT1-2 | 7.7434 | 1.8574 | 3.3293 | 13.432 | 1.8848 | 0.55175 | 5.9617 | 6.1637
1 | 0.97911 | Moderate | 4 | High | Mid | In | Low | LimitedEE | 512 | 30710.37 | 10.5037 | 30393.6718 | ESR-4h-20 | 15.4093 | 3.6963 | 3.5787 | 17.7787 | 2.8061 | 1.6621 | 5.9617 | 9.1764
1 | 1.2089 | Zero | 4 | Low | Mid | Out | Low | Ref | 513 | 27856.5 | 8.4282 | 27829.0874 | ESR-4h-12 | 7.0285 | 1.6859 | 3.6943 | 13.8084 | 1.9627 | 0.64559 | 5.9617 | 6.4183
1 | 0.76836 | Large | 8 | High | Mid | In | High | LimitedEE | 514 | 30710.37 | 8.2453 | 30715.746 | NewCT1-4 | 5.3346 | 1.2796 | 3.9161 | 13.441 | 1.8835 | 0.55009 | 5.9617 | 6.1592
1 | 1.1107 | Large | 4 | Low | Low | In | Low | Ref | 515 | 27856.5 | 8.2453 | 27866.0719 | NewCT1-2 | 5.5407 | 1.3291 | 3.7195 | 13.2938 | 1.8533 | 0.51378 | 5.9617 | 6.0606
1 | 1.1964 | Large | 2 | Low | High | In | Mid | AllOptions | 516 | 29266.38 | 8.3066 | 29258.0324 | ESR-4h-16 | 6.9248 | 1.6611 | 2.6565 | 12.6242 | 1.7171 | 0.34961 | 5.9617 | 5.6152
1 | 0.79607 | Large | 8 | High | Low | In | Mid | AllOptions | 517 | 29266.38 | 8.2453 | 29274.2114 | NewCT1-2 | 8.7192 | 2.0915 | 2.8015 | 13.1383 | 1.8254 | 0.48017 | 5.9617 | 5.9694
1 | 0.89873 | Large | 4 | Mid | Low | Out | Mid | DERBreakthrough | 518 | 28095.27 | 8.2453 | 28103.5956 | NewCT1-1 | 10.8226 | 2.596 | 2.8908 | 13.7321 | 1.951 | 0.63147 | 5.9617 | 6.38
1 | 1.1894 | Moderate | 6 | Mid | Mid | Out | Mid | AllOptions | 519 | 29266.38 | 8.9953 | 29163.2372 | NewCT2-1 | 14.3251 | 3.4362 | 3.562 | 15.9935 | 2.4273 | 1.2055 | 5.9617 | 7.9375
1 | 0.86097 | Moderate | 8 | High | Low | In | Low | DERBreakthrough | 520 | 28095.27 | 8.2453 | 28102.4269 | NewCT1-1 | 7.5753 | 1.8171 | 3.1016 | 13.164 | 1.8292 | 0.48471 | 5.9617 | 5.9818
1 | 0.78315 | Moderate | 4 | Mid | High | In | Mid | DERBreakthrough | 521 | 28095.27 | 5.3461 | 28615.6019 | ESR-4h-16 | 5.0025 | 1.2 | 3.5925 | 10.1386 | 1.0948 | 0 | 5.9617 | 3.5801
1 | 0.78643 | Moderate | 6 | High | High | In | Low | AllOptions | 522 | 29266.38 | 6.0938 | 29635.6353 | ESR-4h-19 | 6.8127 | 1.6342 | 3.0006 | 10.7286 | 1.2707 | 0 | 5.9617 | 4.1554
1 | 1.2236 | Moderate | 4 | Mid | Mid | In | High | LimitedEE | 523 | 30710.37 | 12.0716 | 30201.1984 | ESR-4h-19 | 9.8318 | 2.3584 | 2.9353 | 17.3652 | 2.722 | 1.5607 | 5.9617 | 8.9012
1 | 0.8541 | Large | 6 | Mid | Mid | Out | Mid | AllOptions | 524 | 29266.38 | 8.2453 | 29275.0996 | NewCT1-2 | 5.7701 | 1.3841 | 2.2218 | 11.8512 | 1.5555 | 0.15478 | 5.9617 | 5.0866
1 | 1.0736 | Zero | 2 | Low | High | In | Low | LimitedEE | 525 | 30710.37 | 10.0204 | 30457.2601 | ESR-4h-23 | 12.4078 | 2.9763 | 3.2031 | 16.1998 | 2.4731 | 1.2607 | 5.9617 | 8.0873
1 | 0.98942 | Large | 8 | High | Mid | Out | Low | LimitedEE | 526 | 30710.37 | 8.9953 | 30600.0322 | NewCT2-1 | 11.1441 | 2.6731 | 3.6882 | 15.3566 | 2.2914 | 1.0417 | 5.9617 | 7.4931
1 | 0.80815 | Large | 2 | Mid | Low | In | Low | AllOptions | 527 | 29266.38 | 8.9953 | 29163.9611 | NewCT2-1 | 5.4875 | 1.3163 | 2.2584 | 12.5699 | 1.7078 | 0.33842 | 5.9617 | 5.5848
1 | 1.0371 | Large | 8 | High | Mid | Out | Low | DERBreakthrough | 528 | 28095.27 | 8.2438 | 28095.6775 | ESR-4h-12 | 8.7008 | 2.0871 | 3.9421 | 14.2729 | 2.0599 | 0.76276 | 5.9617 | 6.7362
1 | 1.0672 | Moderate | 2 | High | Mid | In | High | AllOptions | 529 | 29266.38 | 9.5479 | 29076.7241 | ESR-4h-14 | 5.6524 | 1.3559 | 2.1602 | 13.064 | 1.8132 | 0.46547 | 5.9617 | 5.9296
1 | 0.96867 | Large | 2 | High | Low | In | Mid | Ref | 530 | 27856.5 | 8.2453 | 27866.342 | NewCT1-1 | 11.1522 | 2.6751 | 3.6615 | 14.5818 | 2.1271 | 0.84369 | 5.9617 | 6.9558
1 | 0.98379 | Zero | 6 | Low | Mid | In | Low | LimitedEE | 531 | 30710.37 | 8.9953 | 30604.1411 | NewCT2-3 | 6.3458 | 1.5222 | 2.659 | 13.1765 | 1.8343 | 0.49089 | 5.9617 | 5.9986
1 | 1.2148 | Moderate | 4 | Mid | High | In | High | DERBreakthrough | 532 | 28095.27 | 8.485 | 28059.9718 | ESR-4h-3 | 8.5894 | 2.0604 | 3.9432 | 14.4885 | 2.1057 | 0.81792 | 5.9617 | 6.8859
1 | 1.1837 | Zero | 2 | Low | High | In | Low | Ref | 533 | 27856.5 | 8.1833 | 27867.619 | ESR-4h-12 | 6.8019 | 1.6316 | 3.6683 | 13.4832 | 1.8938 | 0.56256 | 5.9617 | 6.193
1 | 1.0994 | Moderate | 8 | Mid | Mid | In | Mid | LimitedEE | 534 | 30710.37 | 8.9953 | 30602.4084 | NewCT2-3 | 6.3746 | 1.5291 | 3.2026 | 13.727 | 1.9482 | 0.62807 | 5.9617 | 6.3708
1 | 1.2061 | Large | 8 | Mid | Mid | In | High | Ref | 535 | 27856.5 | 8.4012 | 27834.3154 | ESR-4h-2 | 5.4319 | 1.303 | 3.6487 | 13.3528 | 1.8662 | 0.52933 | 5.9617 | 6.1029
1 | 1.2258 | Moderate | 6 | Mid | Mid | In | Mid | AllOptions | 536 | 29266.38 | 8.9953 | 29163.2372 | NewCT2-1 | 7.3312 | 1.7586 | 3.0235 | 13.7774 | 1.9599 | 0.64217 | 5.9617 | 6.409
1 | 0.90314 | Large | 2 | Mid | High | In | Mid | AllOptions | 537 | 29266.38 | 7.0905 | 29454.9126 | ESR-4h-17 | 8.3007 | 1.9911 | 2.5525 | 11.6341 | 1.5075 | 0.097005 | 5.9617 | 4.9298
1 | 0.95315 | Moderate | 8 | Low | High | In | High | Ref | 538 | 27856.5 | 5.9451 | 28255.5085 | ESR-4h-12 | 7.6235 | 1.8287 | 2.5201 | 10.2939 | 1.1481 | 0 | 5.9617 | 3.7545
1 | 1.0779 | Moderate | 4 | Low | High | In | Mid | Ref | 539 | 27856.5 | 7.1566 | 28034.402 | ESR-4h-10 | 7.735 | 1.8554 | 2.6878 | 11.6998 | 1.5207 | 0.11292 | 5.9617 | 4.973
1 | 0.77405 | Zero | 8 | High | Mid | In | High | DERBreakthrough | 540 | 28095.27 | 7.1294 | 28276.5936 | ESR-4h-20 | 6.5024 | 1.5597 | 2.4904 | 11.1796 | 1.4056 | 0 | 5.9617 | 4.5966
1 | 0.93415 | Zero | 2 | Mid | Low | In | Low | LimitedEE | 541 | 30710.37 | 13.6872 | 30090.37 | NECEC | 10.1378 | 2.4318 | 4.2043 | 20.3232 | 3.3428 | 2.3089 | 5.9617 | 10.9313
1 | 0.82733 | Moderate | 6 | Mid | Mid | Out | Low | DERBreakthrough | 542 | 28095.27 | 6.5 | 28388.176 | NY-5 | 5.3118 | 1.2741 | 3.0947 | 10.8688 | 1.3107 | 0 | 5.9617 | 4.2863
1 | 0.90782 | Moderate | 4 | Mid | Low | In | High | AllOptions | 543 | 29266.38 | 8.9953 | 29155.0788 | NewCT2-1 | 9.3068 | 2.2324 | 3.7055 | 14.9332 | 2.2014 | 0.93327 | 5.9617 | 7.1989
1 | 0.7871 | Large | 4 | Mid | Low | In | Mid | AllOptions | 544 | 29266.38 | 8.2453 | 29274.6978 | NewCT1-2 | 11.6393 | 2.7919 | 3.8274 | 14.8646 | 2.1862 | 0.91491 | 5.9617 | 7.149
1 | 0.84808 | Moderate | 8 | High | Mid | In | Mid | AllOptions | 545 | 29266.38 | 8.2453 | 29275.6885 | NewCT1-2 | 9.0948 | 2.1816 | 3.2954 | 13.7223 | 1.9466 | 0.62625 | 5.9617 | 6.3658
1 | 0.77691 | Zero | 6 | Mid | Mid | In | Low | Ref | 546 | 27856.5 | 7.1 | 28042.8805 | NY-1 | 4.7773 | 1.1459 | 3.5344 | 11.7803 | 1.5331 | 0.12781 | 5.9617 | 5.0134
1 | 0.90444 | Large | 4 | High | Low | In | Mid | LimitedEE | 547 | 30710.37 | 11.5662 | 30261.0062 | ESR-4h-26 | 11.3981 | 2.7341 | 4.5433 | 18.8437 | 3.0268 | 1.9281 | 5.9617 | 9.8981
1 | 1.0168 | Large | 8 | Mid | High | In | Mid | AllOptions | 548 | 29266.38 | 8.1697 | 29279.048 | ESR-4h-16 | 9.3769 | 2.2492 | 3.8888 | 14.3078 | 2.0676 | 0.77205 | 5.9617 | 6.7614
1 | 0.79185 | Moderate | 4 | High | High | In | High | LimitedEE | 549 | 30710.37 | 8.2453 | 30718.3879 | NewCT1-1 | 8.7035 | 2.0877 | 4.1275 | 14.4605 | 2.0987 | 0.8095 | 5.9617 | 6.863
1 | 0.77834 | Moderate | 8 | High | Mid | Out | High | Ref | 550 | 27856.5 | 5.9832 | 28247.3902 | ESR-4h-15 | 5.3518 | 1.2837 | 3.0457 | 10.3126 | 1.1495 | 0 | 5.9617 | 3.7591
1 | 0.82639 | Moderate | 6 | Mid | Mid | Out | Low | LimitedEE | 551 | 30710.37 | 8.9953 | 30607.1082 | NewCT2-1 | 10.0166 | 2.4027 | 3.4993 | 14.8973 | 2.1949 | 0.92548 | 5.9617 | 7.1777
1 | 1.174 | Moderate | 4 | Mid | Low | In | High | LimitedEE | 552 | 30710.37 | 13.6872 | 30090.37 | NECEC | 12.6456 | 3.0333 | 4.383 | 21.1035 | 3.5074 | 2.5073 | 5.9617 | 11.4697
1 | 0.8712 | Large | 4 | Mid | Low | Out | Mid | LimitedEE | 553 | 30710.37 | 10.8706 | 30346.5334 | ESR-4h-28 | 6.7158 | 1.6109 | 4.1302 | 16.6117 | 2.5553 | 1.3598 | 5.9617 | 8.3563
1 | 1.0854 | Moderate | 2 | Mid | Mid | Out | Low | AllOptions | 554 | 29266.38 | 9.388 | 29099.8074 | ESR-4h-16 | 8.1223 | 1.9483 | 3.0843 | 14.4206 | 2.0961 | 0.80633 | 5.9617 | 6.8544
1 | 1.1665 | Large | 8 | Low | High | Out | Mid | LimitedEE | 555 | 30710.37 | 8.9953 | 30599.9607 | NewCT2-1 | 8.5316 | 2.0465 | 3.5079 | 14.5497 | 2.1211 | 0.83649 | 5.9617 | 6.9363
1 | 0.84859 | Large | 2 | Mid | Low | In | Low | LimitedEE | 556 | 30710.37 | 13.6872 | 30090.37 | NECEC | 10.0632 | 2.4139 | 4.5477 | 20.6488 | 3.41 | 2.3899 | 5.9617 | 11.1511
1 | 1.144 | Large | 2 | Low | High | Out | Low | LimitedEE | 557 | 30710.37 | 10.9827 | 30332.7665 | ESR-4h-21 | 8.3856 | 2.0115 | 3.4401 | 16.4342 | 2.5215 | 1.3191 | 5.9617 | 8.2457
1 | 0.78508 | Large | 4 | Mid | Mid | In | Mid | DERBreakthrough | 558 | 28095.27 | 6.0753 | 28467.5949 | ESR-4h-17 | 5.881 | 1.4107 | 3.8579 | 11.3438 | 1.4386 | 0.013969 | 5.9617 | 4.7045
1 | 0.85335 | Moderate | 2 | Mid | High | In | Low | AllOptions | 559 | 29266.38 | 6.5 | 29560.4247 | NY-5 | 8.8636 | 2.1261 | 3.2827 | 11.9088 | 1.5618 | 0.16237 | 5.9617 | 5.1072
1 | 1.0506 | Zero | 2 | Mid | Low | In | Mid | Ref | 560 | 27856.5 | 8.9953 | 27745.3822 | NewCT2-1 | 8.9218 | 2.1401 | 3.2746 | 14.4099 | 2.0927 | 0.8023 | 5.9617 | 6.8435
1 | 0.89876 | Moderate | 6 | High | Low | In | Low | AllOptions | 561 | 29266.38 | 8.9953 | 29157.98 | NewCT2-1 | 6.5242 | 1.565 | 3.2578 | 13.8181 | 1.9672 | 0.65101 | 5.9617 | 6.433
1 | 0.83677 | Zero | 8 | Mid | Mid | Out | Mid | LimitedEE | 562 | 30710.37 | 8.9953 | 30606.835 | NewCT2-1 | 7.736 | 1.8556 | 3.7132 | 14.5641 | 2.123 | 0.83881 | 5.9617 | 6.9426
1 | 0.76616 | Large | 2 | High | Mid | In | High | AllOptions | 563 | 29266.38 | 8.0688 | 29293.7241 | ESR-4h-24 | 7.9382 | 1.9041 | 4.0341 | 14.0071 | 2.003 | 0.69413 | 5.9617 | 6.55
1 | 0.89801 | Moderate | 2 | High | High | In | High | DERBreakthrough | 564 | 28095.27 | 5.4162 | 28600.5472 | ESR-2h-5 | 4.3174 | 1.0356 | 3.9209 | 10.3728 | 1.1603 | 0 | 5.9617 | 3.7944
1 | 0.87772 | Large | 4 | Mid | Low | In | Mid | LimitedEE | 565 | 30710.37 | 10.8706 | 30346.5334 | ESR-4h-28 | 10.2147 | 2.4502 | 2.4079 | 15.7287 | 2.3775 | 1.1455 | 5.9617 | 7.7748
1 | 0.82334 | Large | 2 | Mid | Mid | In | High | Ref | 566 | 27856.5 | 6.0844 | 28227.9503 | ESR-4h-15 | 4.9274 | 1.1819 | 2.6637 | 9.93 | 1.0413 | 0 | 5.9617 | 3.4052
1 | 1.055 | Moderate | 6 | Mid | Low | In | Low | Ref | 567 | 27856.5 | 8.2453 | 27866.3742 | NewCT1-2 | 8.3548 | 2.0041 | 3.0421 | 13.2915 | 1.8566 | 0.51773 | 5.9617 | 6.0714
1 | 1.0243 | Moderate | 2 | Low | Mid | In | Low | DERBreakthrough | 568 | 28095.27 | 8.2453 | 28097.5434 | NewCT1-1 | 9.1136 | 2.1861 | 4.0023 | 14.4336 | 2.0937 | 0.80347 | 5.9617 | 6.8467
1 | 1.0084 | Moderate | 4 | High | High | In | Low | DERBreakthrough | 569 | 28095.27 | 6.4819 | 28391.2134 | ESR-4h-10 | 5.3445 | 1.282 | 3.478 | 11.2419 | 1.4162 | 0 | 5.9617 | 4.6311
1 | 1.0071 | Large | 2 | Low | Mid | In | High | AllOptions | 570 | 29266.38 | 8.9953 | 29155.7525 | NewCT2-1 | 6.1835 | 1.4833 | 4.514 | 14.9926 | 2.2095 | 0.94302 | 5.9617 | 7.2253
1 | 0.87353 | Large | 6 | Mid | Mid | In | Mid | LimitedEE | 571 | 30710.37 | 8.9953 | 30608.3356 | NewCT2-1 | 8.8206 | 2.1158 | 2.4783 | 13.5894 | 1.923 | 0.59774 | 5.9617 | 6.2885
1 | 0.91482 | Large | 4 | High | High | Out | High | Ref | 572 | 27856.5 | 5.573 | 28330.3626 | ESR-4h-8 | 6.3862 | 1.5319 | 3.552 | 10.6569 | 1.2457 | 0 | 5.9617 | 4.0735
1 | 0.85346 | Large | 8 | High | Mid | In | High | DERBreakthrough | 573 | 28095.27 | 6.7817 | 28336.7241 | ESR-4h-14 | 4.6828 | 1.1233 | 3.7343 | 11.6393 | 1.502 | 0.090403 | 5.9617 | 4.9119
1 | 1.217 | Zero | 8 | Low | High | In | High | DERBreakthrough | 574 | 28095.27 | 8.5065 | 28056.6163 | ESR-4h-2 | 7.3347 | 1.7594 | 2.9063 | 13.1722 | 1.8321 | 0.48814 | 5.9617 | 5.9911
1 | 0.97174 | Zero | 4 | Low | Low | In | High | DERBreakthrough | 575 | 28095.27 | 8.6 | 28043.1088 | NY-3 | 11.0852 | 2.659 | 2.9712 | 14.2302 | 2.0563 | 0.75837 | 5.9617 | 6.7243
1 | 1.1996 | Moderate | 6 | Mid | Mid | Out | Mid | AllOptions | 576 | 29266.38 | 8.9953 | 29163.2372 | NewCT2-1 | 9.6901 | 2.3244 | 3.8997 | 15.2194 | 2.2611 | 1.0052 | 5.9617 | 7.394
1 | 0.76693 | Zero | 8 | Mid | Low | In | Low | LimitedEE | 577 | 30710.37 | 8.9953 | 30608.3338 | NewCT2-2 | 6.8556 | 1.6445 | 3.8868 | 14.5265 | 2.1141 | 0.82802 | 5.9617 | 6.9133
1 | 0.82814 | Zero | 6 | Mid | Mid | In | Mid | DERBreakthrough | 578 | 28095.27 | 7.7019 | 28180.9141 | NY-1 | 5.8986 | 1.4149 | 2.4907 | 11.6075 | 1.5022 | 0.090628 | 5.9617 | 4.9125
1 | 0.99187 | Zero | 2 | High | High | In | Low | Ref | 579 | 27856.5 | 6.3211 | 28183.523 | ESR-4h-12 | 7.0436 | 1.6896 | 2.848 | 10.8586 | 1.3097 | 0 | 5.9617 | 4.2828
1 | 1.1671 | Moderate | 8 | Low | Low | In | Mid | DERBreakthrough | 580 | 28095.27 | 8.2453 | 28103.9214 | NewCT1-3 | 6.6142 | 1.5866 | 3.3664 | 13.1982 | 1.835 | 0.4917 | 5.9617 | 6.0007
1 | 1.1694 | Moderate | 8 | Low | Mid | In | Low | LimitedEE | 581 | 30710.37 | 8.9953 | 30604.0099 | NewCT2-4 | 8.0377 | 1.928 | 3.8463 | 14.7696 | 2.1659 | 0.89047 | 5.9617 | 7.0827
1 | 1.0494 | Zero | 4 | Low | Low | In | Mid | AllOptions | 582 | 29266.38 | 9.6898 | 29057.9146 | ESR-4h-18 | 10.536 | 2.5273 | 4.1328 | 16.3499 | 2.4997 | 1.2928 | 5.9617 | 8.1745
1 | 0.90527 | Moderate | 4 | High | Mid | In | High | DERBreakthrough | 583 | 28095.27 | 7.1174 | 28279.1914 | ESR-4h-14 | 6.3821 | 1.5309 | 3.3336 | 11.9818 | 1.577 | 0.18072 | 5.9617 | 5.157
1 | 0.9334 | Large | 2 | Mid | Low | In | Mid | DERBreakthrough | 584 | 28095.27 | 8.2453 | 28103.5956 | NewCT1-1 | 10.6836 | 2.5627 | 3.5973 | 14.4052 | 2.0899 | 0.79894 | 5.9617 | 6.8344
1 | 0.96414 | Moderate | 4 | Mid | High | In | High | DERBreakthrough | 585 | 28095.27 | 6.0518 | 28472.4511 | ESR-4h-11 | 5.7914 | 1.3892 | 1.691 | 9.132 | 0.81691 | 0 | 5.9617 | 2.6714
1 | 1.1797 | Moderate | 6 | Mid | Mid | In | High | DERBreakthrough | 586 | 28095.27 | 8.2453 | 28105.1395 | NewCT1-1 | 4.9736 | 1.193 | 4.4775 | 13.9158 | 1.9811 | 0.6678 | 5.9617 | 6.4786
1 | 1.1231 | Large | 2 | Mid | Mid | Out | Low | LimitedEE | 587 | 30710.37 | 13.6872 | 30090.37 | NECEC | 9.347 | 2.2421 | 4.4714 | 20.4006 | 3.3577 | 2.3269 | 5.9617 | 10.9802
1 | 0.95471 | Moderate | 6 | High | Mid | In | Mid | LimitedEE | 588 | 30710.37 | 8.9953 | 30600.0322 | NewCT2-2 | 9.9537 | 2.3876 | 3.4052 | 14.7881 | 2.1723 | 0.89818 | 5.9617 | 7.1037
1 | 0.85578 | Zero | 8 | Mid | High | Out | High | Ref | 589 | 27856.5 | 5.5475 | 28333.9141 | ESR-2h-5 | 5.2861 | 1.268 | 2.6182 | 9.4337 | 0.89746 | 0 | 5.9617 | 2.9348
1 | 1.2242 | Large | 6 | Low | High | Out | High | LimitedEE | 590 | 30710.37 | 8.9953 | 30607.0322 | NewCT2-2 | 11.0102 | 2.641 | 2.9485 | 14.5848 | 2.1317 | 0.84924 | 5.9617 | 6.9709
1 | 1.2266 | Zero | 6 | Low | High | In | High | AllOptions | 591 | 29266.38 | 8.5995 | 29212.9304 | ESR-4h-13 | 8.4645 | 2.0304 | 2.897 | 13.5269 | 1.9074 | 0.57893 | 5.9617 | 6.2374
1 | 0.85809 | Large | 4 | Mid | High | In | Low | AllOptions | 592 | 29266.38 | 6.5225 | 29555.5175 | ESR-4h-18 | 6.6693 | 1.5998 | 2.6279 | 10.7501 | 1.2798 | 0 | 5.9617 | 4.1852
1 | 1.0404 | Zero | 8 | Mid | Low | Out | Mid | AllOptions | 593 | 29266.38 | 8.9953 | 29160.0738 | NewCT2-1 | 8.9437 | 2.1453 | 2.5359 | 13.6765 | 1.9412 | 0.61964 | 5.9617 | 6.3479
1 | 1.0935 | Large | 8 | Mid | High | In | Mid | LimitedEE | 594 | 30710.37 | 8.9124 | 30611.7171 | ESR-4h-15 | 7.4154 | 1.7787 | 3.3189 | 14.0101 | 2.0076 | 0.69972 | 5.9617 | 6.5652
1 | 1.1088 | Moderate | 8 | Low | Mid | In | High | DERBreakthrough | 595 | 28095.27 | 8.2453 | 28104.8271 | NewCT1-1 | 9.0463 | 2.17 | 2.8442 | 13.2594 | 1.8509 | 0.51087 | 5.9617 | 6.0528
1 | 0.82071 | Moderate | 6 | High | High | In | Mid | DERBreakthrough | 596 | 28095.27 | 5.4162 | 28600.5472 | ESR-2h-5 | 6.5337 | 1.5672 | 2.308 | 9.2915 | 0.85852 | 0 | 5.9617 | 2.8075
1 | 0.84461 | Zero | 6 | High | Mid | In | Mid | DERBreakthrough | 597 | 28095.27 | 7.8 | 28165.2388 | NY-2 | 7.1628 | 1.7182 | 2.8165 | 12.3347 | 1.6548 | 0.27447 | 5.9617 | 5.4113
1 | 1.0154 | Zero | 2 | High | Low | In | Mid | DERBreakthrough | 598 | 28095.27 | 8.9953 | 27992.747 | NewCT2-1 | 8.9068 | 2.1365 | 3.458 | 14.5897 | 2.1299 | 0.84707 | 5.9617 | 6.965
1 | 1.1605 | Moderate | 6 | Mid | High | In | High | DERBreakthrough | 599 | 28095.27 | 7.9582 | 28141.3275 | ESR-4h-8 | 7.4215 | 1.7802 | 2.87 | 12.6084 | 1.7126 | 0.34414 | 5.9617 | 5.6004
1 | 0.82043 | Moderate | 4 | Mid | Low | Out | High | LimitedEE | 600 | 30710.37 | 10.8706 | 30346.5334 | ESR-4h-28 | 11.5443 | 2.7691 | 3.4245 | 17.0642 | 2.6553 | 1.4803 | 5.9617 | 8.6833
1 | 0.90064 | Moderate | 2 | Mid | High | In | High | AllOptions | 601 | 29266.38 | 7.059 | 29460.3391 | ESR-4h-17 | 7.298 | 1.7506 | 3.2937 | 12.1033 | 1.603 | 0.21206 | 5.9617 | 5.242
1 | 0.9755 | Large | 2 | High | Low | In | Low | AllOptions | 602 | 29266.38 | 10.4444 | 28957.3616 | ESR-4h-20 | 9.6562 | 2.3163 | 2.5949 | 15.3555 | 2.2972 | 1.0488 | 5.9617 | 7.5123
1 | 1.0983 | Moderate | 2 | Mid | Mid | In | High | AllOptions | 603 | 29266.38 | 9.5505 | 29077.2767 | ESR-4h-16 | 8.0446 | 1.9297 | 2.6581 | 14.1382 | 2.0385 | 0.73695 | 5.9617 | 6.6662
1 | 1.1428 | Moderate | 2 | Mid | Low | In | Low | AllOptions | 604 | 29266.38 | 12.3114 | 28729.4141 | ESR-4h-18 | 9.9097 | 2.3771 | 3.1555 | 17.844 | 2.8224 | 1.6817 | 5.9617 | 9.2295
1 | 1.005 | Zero | 2 | Low | Low | In | Mid | LimitedEE | 605 | 30710.37 | 13.6872 | 30090.37 | NECEC | 10.5201 | 2.5235 | 4.1547 | 20.3653 | 3.352 | 2.32 | 5.9617 | 10.9615
1 | 1.1386 | Zero | 4 | Low | Mid | In | Mid | DERBreakthrough | 606 | 28095.27 | 8.2453 | 28099.3538 | NewCT1-2 | 8.3727 | 2.0084 | 3.5707 | 13.8244 | 1.9668 | 0.65051 | 5.9617 | 6.4316
1 | 0.78713 | Zero | 6 | Mid | High | In | Low | AllOptions | 607 | 29266.38 | 7.3447 | 29410.9896 | ESR-4h-23 | 8.1103 | 1.9454 | 2.8054 | 12.0955 | 1.6041 | 0.21337 | 5.9617 | 5.2455
1 | 0.92619 | Zero | 8 | Mid | Low | Out | Low | LimitedEE | 608 | 30710.37 | 8.9953 | 30603.0504 | NewCT2-4 | 8.123 | 1.9485 | 2.0836 | 13.0274 | 1.8059 | 0.45662 | 5.9617 | 5.9056
1 | 1.1265 | Zero | 6 | Mid | Low | Out | Mid | LimitedEE | 609 | 30710.37 | 12.0011 | 30209.4141 | ESR-4h-18 | 9.7218 | 2.332 | 3.6603 | 17.9934 | 2.8512 | 1.7165 | 5.9617 | 9.324
1 | 0.85176 | Moderate | 2 | High | Mid | In | Low | DERBreakthrough | 610 | 28095.27 | 6.7817 | 28336.7241 | NY-5 | 8.0089 | 1.9211 | 2.9048 | 11.6077 | 1.4999 | 0.087878 | 5.9617 | 4.905
1 | 1.1778 | Moderate | 2 | Low | Low | In | Low | LimitedEE | 611 | 30710.37 | 13.6872 | 30090.37 | NECEC | 9.6237 | 2.3085 | 3.9092 | 19.9048 | 3.2556 | 2.2038 | 5.9617 | 10.6463
1 | 1.0335 | Large | 4 | High | High | In | Low | LimitedEE | 612 | 30710.37 | 8.9953 | 30599.0995 | NewCT2-1 | 7.7275 | 1.8536 | 4.6629 | 15.5118 | 2.3189 | 1.0749 | 5.9617 | 7.5831
1 | 1.0492 | Moderate | 8 | High | Mid | Out | Low | LimitedEE | 613 | 30710.37 | 8.9953 | 30602.7885 | NewCT2-3 | 10.6538 | 2.5556 | 3.2061 | 14.7569 | 2.1668 | 0.89154 | 5.9617 | 7.0856
1 | 0.94529 | Zero | 4 | Low | Mid | In | Mid | DERBreakthrough | 614 | 28095.27 | 8.2453 | 28104.1447 | NewCT1-1 | 6.3909 | 1.533 | 3.1306 | 12.9089 | 1.7749 | 0.41926 | 5.9617 | 5.8042
1 | 0.85032 | Large | 4 | High | Low | In | Mid | LimitedEE | 615 | 30710.37 | 11.5662 | 30261.0062 | ESR-4h-26 | 11.6181 | 2.7868 | 3.4943 | 17.8474 | 2.8212 | 1.6803 | 5.9617 | 9.2257
1 | 0.84508 | Zero | 2 | High | High | In | High | DERBreakthrough | 616 | 28095.27 | 5.9708 | 28488.3136 | ESR-4h-14 | 4.8117 | 1.1542 | 3.746 | 10.8709 | 1.3064 | 0 | 5.9617 | 4.272
1 | 0.78732 | Zero | 2 | High | Low | In | Low | AllOptions | 617 | 29266.38 | 8.9953 | 29160.146 | NewCT2-1 | 6.9065 | 1.6567 | 3.7994 | 14.4514 | 2.0986 | 0.80939 | 5.9617 | 6.8627
1 | 0.87546 | Moderate | 8 | High | High | Out | High | DERBreakthrough | 618 | 28095.27 | 5.4162 | 28600.5472 | ESR-2h-5 | 6.8758 | 1.6493 | 3.2822 | 10.3477 | 1.1579 | 0 | 5.9617 | 3.7866
1 | 0.87999 | Moderate | 2 | High | Mid | In | High | AllOptions | 619 | 29266.38 | 8.8728 | 29173.0297 | ESR-4h-19 | 6.7142 | 1.6105 | 3.7677 | 14.2511 | 2.0562 | 0.75834 | 5.9617 | 6.7242
1 | 1.0946 | Zero | 6 | Mid | Mid | In | High | LimitedEE | 620 | 30710.37 | 9.9023 | 30472.4141 | ESR-4h-16 | 6.8332 | 1.6391 | 3.6299 | 15.1712 | 2.2524 | 0.99469 | 5.9617 | 7.3655
1 | 1.1966 | Moderate | 2 | Mid | Mid | In | High | DERBreakthrough | 621 | 28095.27 | 8.3089 | 28087.0884 | ESR-4h-11 | 5.6901 | 1.3649 | 2.2461 | 11.9199 | 1.5699 | 0.17219 | 5.9617 | 5.1338
1 | 0.94204 | Zero | 2 | Low | Mid | In | High | AllOptions | 622 | 29266.38 | 8.9953 | 29157.4655 | NewCT2-1 | 9.2207 | 2.2118 | 3.5831 | 14.7901 | 2.1717 | 0.8975 | 5.9617 | 7.1018
1 | 1.1969 | Moderate | 6 | Mid | High | In | High | DERBreakthrough | 623 | 28095.27 | 8.2541 | 28093.9141 | NewCT1-3 | 11.4246 | 2.7404 | 4.3542 | 15.3488 | 2.286 | 1.0352 | 5.9617 | 7.4755
1 | 1.1303 | Zero | 8 | Mid | Low | In | Mid | DERBreakthrough | 624 | 28095.27 | 8.2453 | 28104.0418 | NewCT1-4 | 5.8528 | 1.4039 | 2.9945 | 12.6436 | 1.7194 | 0.35232 | 5.9617 | 5.6226
1 | 0.89725 | Moderate | 8 | High | Low | In | Low | AllOptions | 625 | 29266.38 | 8.2453 | 29275.9363 | NewCT1-4 | 9.1688 | 2.1993 | 3.7392 | 14.1839 | 2.0421 | 0.74135 | 5.9617 | 6.6781
1 | 1.2277 | Zero | 2 | Low | Low | Out | Mid | LimitedEE | 626 | 30710.37 | 13.6872 | 30084.5741 | NECEC | 13.6553 | 3.2755 | 4.2584 | 21.2211 | 3.5331 | 2.5382 | 5.9617 | 11.5536
1 | 1.0463 | Zero | 8 | Low | Low | Out | Low | DERBreakthrough | 627 | 28095.27 | 8.2453 | 28103.0138 | NewCT1-4 | 6.0766 | 1.4576 | 3.6489 | 13.3517 | 1.866 | 0.52907 | 5.9617 | 6.1021
1 | 0.88458 | Zero | 4 | Mid | Mid | Out | Low | DERBreakthrough | 628 | 28095.27 | 7.8 | 28166.5078 | NY-2 | 8.9445 | 2.1455 | 3.1927 | 13.1382 | 1.8232 | 0.47751 | 5.9617 | 5.9622
1 | 0.78464 | Moderate | 6 | Mid | High | In | Mid | LimitedEE | 629 | 30710.37 | 8.2453 | 30720.2647 | NewCT1-1 | 5.623 | 1.3488 | 3.1817 | 12.7758 | 1.7464 | 0.38487 | 5.9617 | 5.7109
1 | 1.0215 | Moderate | 6 | High | Mid | In | Mid | Ref | 630 | 27856.5 | 7.4841 | 27977.7241 | ESR-4h-11 | 7.1298 | 1.7102 | 3.7558 | 12.9501 | 1.7802 | 0.4256 | 5.9617 | 5.8214
1 | 0.83772 | Zero | 2 | High | Mid | In | Low | LimitedEE | 631 | 30710.37 | 12.2281 | 30183.0062 | NY-5 | 11.0963 | 2.6617 | 2.4908 | 17.3806 | 2.7277 | 1.5676 | 5.9617 | 8.92
1 | 0.83028 | Large | 6 | Mid | High | In | Low | LimitedEE | 632 | 30710.37 | 8.2453 | 30718.9022 | NewCT1-1 | 7.558 | 1.8129 | 3.711 | 13.7692 | 1.9543 | 0.63546 | 5.9617 | 6.3908
1 | 1.2229 | Large | 4 | Mid | Low | In | High | AllOptions | 633 | 29266.38 | 10.7409 | 28918.9141 | ESR-4h-13 | 11.392 | 2.7326 | 3.268 | 16.7416 | 2.5877 | 1.3989 | 5.9617 | 8.4622
1 | 0.78146 | Zero | 4 | High | Mid | In | Low | Ref | 634 | 27856.5 | 7.1 | 28043.4898 | NY-1 | 9.6197 | 2.3075 | 2.5955 | 12.003 | 1.5856 | 0.19109 | 5.9617 | 5.1851
1 | 0.82739 | Moderate | 8 | High | Mid | Out | Low | DERBreakthrough | 635 | 28095.27 | 6.6538 | 28360.2132 | ESR-4h-15 | 5.9026 | 1.4159 | 3.2704 | 11.3401 | 1.4411 | 0.016958 | 5.9617 | 4.7126
1 | 0.78076 | Large | 8 | High | Low | In | Low | LimitedEE | 636 | 30710.37 | 8.9953 | 30601.6163 | NewCT2-1 | 6.1294 | 1.4703 | 3.74 | 14.2055 | 2.0467 | 0.74688 | 5.9617 | 6.6931
1 | 1.0142 | Large | 8 | Low | Low | In | Low | Ref | 637 | 27856.5 | 8.2453 | 27859.0924 | NewCT1-2 | 6.044 | 1.4498 | 3.1129 | 12.808 | 1.7536 | 0.39357 | 5.9617 | 5.7345
1 | 1.0911 | Large | 2 | Mid | Mid | In | High | Ref | 638 | 27856.5 | 7.7903 | 27927.9141 | ESR-4h-12 | 8.8786 | 2.1297 | 2.7664 | 12.6865 | 1.7297 | 0.36481 | 5.9617 | 5.6564
1 | 1.0302 | Moderate | 6 | High | High | In | Low | AllOptions | 639 | 29266.38 | 8.2453 | 29267.4547 | NewCT1-1 | 6.6745 | 1.601 | 4.0982 | 13.9444 | 1.9893 | 0.67768 | 5.9617 | 6.5054
1 | 0.79458 | Large | 2 | High | High | In | Mid | LimitedEE | 640 | 30710.37 | 8.2453 | 30718.3879 | NewCT1-1 | 7.787 | 1.8679 | 2.9356 | 13.0488 | 1.8057 | 0.45636 | 5.9617 | 5.9049
1 | 1.1213 | Moderate | 8 | Mid | Mid | In | High | DERBreakthrough | 641 | 28095.27 | 8.2453 | 28105.1395 | NewCT1-1 | 9.6259 | 2.309 | 3.1119 | 13.6661 | 1.9357 | 0.61311 | 5.9617 | 6.3302
1 | 0.91803 | Moderate | 6 | Mid | Low | In | High | Ref | 642 | 27856.5 | 7.8932 | 27912.1536 | ESR-4h-18 | 7.8103 | 1.8735 | 3.5753 | 13.342 | 1.8644 | 0.52708 | 5.9617 | 6.0967
1 | 0.85422 | Zero | 6 | Mid | Low | Out | Mid | Ref | 643 | 27856.5 | 8.2453 | 27864.6325 | NewCT1-1 | 7.4001 | 1.7751 | 3.1345 | 13.1549 | 1.8271 | 0.48217 | 5.9617 | 5.9749
1 | 0.77345 | Large | 4 | Mid | Low | In | High | LimitedEE | 644 | 30710.37 | 10.8706 | 30346.5334 | NewCT2-2 | 9.3501 | 2.2428 | 3.1151 | 16.2285 | 2.4796 | 1.2686 | 5.9617 | 8.1088
1 | 1.1937 | Zero | 8 | Low | High | In | High | DERBreakthrough | 645 | 28095.27 | 8.28 | 28090.0571 | ESR-4h-3 | 6.0979 | 1.4627 | 3.1113 | 12.8541 | 1.7634 | 0.40537 | 5.9617 | 5.7665
1 | 1.1998 | Moderate | 2 | Mid | High | In | Mid | DERBreakthrough | 646 | 28095.27 | 8.3396 | 28081.6625 | ESR-4h-5 | 8.0145 | 1.9224 | 4.0374 | 14.2994 | 2.065 | 0.76889 | 5.9617 | 6.7528
1 | 1.0183 | Moderate | 4 | High | High | Out | Mid | LimitedEE | 647 | 30710.37 | 8.9953 | 30599.0995 | NewCT2-1 | 7.7499 | 1.859 | 4.0116 | 14.8659 | 2.1854 | 0.914 | 5.9617 | 7.1466
1 | 1.1711 | Large | 4 | Mid | Mid | In | Low | DERBreakthrough | 648 | 28095.27 | 8.2453 | 28105.1395 | NewCT1-1 | 9.9558 | 2.3881 | 3.6622 | 14.2956 | 2.0663 | 0.77044 | 5.9617 | 6.7571
1 | 0.83924 | Zero | 4 | High | High | In | Mid | DERBreakthrough | 649 | 28095.27 | 5.9015 | 28501.4796 | ESR-4h-14 | 4.6815 | 1.123 | 2.7462 | 9.7707 | 0.99438 | 0 | 5.9617 | 3.2518
1 | 1.182 | Moderate | 2 | Mid | Mid | Out | Low | DERBreakthrough | 650 | 28095.27 | 8.2453 | 28105.1395 | NewCT1-1 | 10.4707 | 2.5116 | 2.2479 | 13.0048 | 1.8002 | 0.44975 | 5.9617 | 5.8869
1 | 1.0546 | Moderate | 4 | Mid | Low | In | Low | Ref | 651 | 27856.5 | 8.2453 | 27866.3742 | NewCT1-2 | 7.2659 | 1.7429 | 3.4729 | 13.461 | 1.8902 | 0.55821 | 5.9617 | 6.1812
1 | 1.1117 | Zero | 4 | Low | Mid | In | Mid | AllOptions | 652 | 29266.38 | 9.1275 | 29135.909 | ESR-4h-15 | 8.9021 | 2.1353 | 4.1268 | 15.3896 | 2.2959 | 1.0472 | 5.9617 | 7.508
1 | 1.1966 | Large | 8 | Low | Mid | In | Mid | AllOptions | 653 | 29266.38 | 8.3082 | 29258.3595 | ESR-4h-14 | 6.3063 | 1.5127 | 2.9943 | 12.8152 | 1.7558 | 0.3962 | 5.9617 | 5.7416
1 | 1.1366 | Moderate | 4 | Low | High | In | Mid | DERBreakthrough | 654 | 28095.27 | 7.7263 | 28178.6345 | ESR-4h-11 | 7.6307 | 1.8304 | 3.2977 | 12.8544 | 1.7624 | 0.40419 | 5.9617 | 5.7633
1 | 0.95843 | Large | 6 | High | Low | In | High | AllOptions | 655 | 29266.38 | 8.9953 | 29157.98 | NewCT2-1 | 8.7693 | 2.1035 | 3.2926 | 14.3914 | 2.0887 | 0.79744 | 5.9617 | 6.8303
1 | 0.81683 | Moderate | 2 | High | Low | In | Mid | DERBreakthrough | 656 | 28095.27 | 7.8335 | 28160.2908 | ESR-4h-19 | 6.9523 | 1.6676 | 3.3377 | 12.8388 | 1.7589 | 0.39993 | 5.9617 | 5.7517
1 | 0.9097 | Large | 6 | High | Low | In | Mid | Ref | 657 | 27856.5 | 7.7794 | 27930.256 | ESR-4h-17 | 4.8868 | 1.1722 | 3.0574 | 12.009 | 1.5843 | 0.18954 | 5.9617 | 5.1809
1 | 0.95874 | Moderate | 6 | High | High | In | High | AllOptions | 658 | 29266.38 | 7.5472 | 29377.2241 | ESR-4h-15 | 6.9945 | 1.6778 | 2.5385 | 11.7634 | 1.5351 | 0.13019 | 5.9617 | 5.0198
1 | 0.87467 | Large | 8 | Mid | Low | In | Mid | Ref | 659 | 27856.5 | 7.4136 | 27989.4141 | ESR-4h-18 | 6.8719 | 1.6484 | 3.3865 | 12.4484 | 1.6757 | 0.29974 | 5.9617 | 5.4799
1 | 0.79836 | Zero | 4 | Mid | Mid | In | Low | Ref | 660 | 27856.5 | 7.1 | 28042.8805 | NY-1 | 5.1852 | 1.2438 | 2.8008 | 11.1446 | 1.3931 | 0 | 5.9617 | 4.5556
1 | 1.0591 | Large | 4 | Mid | Low | In | High | DERBreakthrough | 661 | 28095.27 | 8.4876 | 28058.4141 | NewCT1-2 | 7.8325 | 1.8788 | 4.5744 | 14.9408 | 2.1981 | 0.92936 | 5.9617 | 7.1883
1 | 0.82665 | Large | 2 | High | Low | In | High | LimitedEE | 662 | 30710.37 | 13.6872 | 30090.37 | NECEC | 8.6024 | 2.0635 | 3.5037 | 19.2543 | 3.1198 | 2.0401 | 5.9617 | 10.2021
1 | 1.0711 | Zero | 4 | Mid | Low | In | Mid | AllOptions | 663 | 29266.38 | 9.9857 | 29017.658 | ESR-4h-16 | 7.8929 | 1.8933 | 3.8184 | 15.6974 | 2.363 | 1.128 | 5.9617 | 7.7273
1 | 1.1716 | Large | 6 | Low | Mid | In | High | Ref | 664 | 27856.5 | 8.2453 | 27857.112 | NewCT1-1 | 6.8966 | 1.6543 | 3.153 | 13.0526 | 1.8053 | 0.45588 | 5.9617 | 5.9035
1 | 0.79131 | Large | 8 | High | Low | In | Low | Ref | 665 | 27856.5 | 7.2773 | 28012.2241 | ESR-4h-17 | 8.3661 | 2.0068 | 3.3542 | 12.6383 | 1.7162 | 0.34853 | 5.9617 | 5.6123
1 | 0.9764 | Moderate | 8 | High | Low | In | Mid | Ref | 666 | 27856.5 | 8.2453 | 27866.342 | NewCT1-1 | 8.5695 | 2.0556 | 3.996 | 14.2968 | 2.0647 | 0.76852 | 5.9617 | 6.7518
1 | 0.97867 | Zero | 8 | Mid | Mid | In | High | DERBreakthrough | 667 | 28095.27 | 8.2453 | 28104.7992 | NewCT1-1 | 6.1991 | 1.487 | 3.3296 | 13.0618 | 1.8063 | 0.45705 | 5.9617 | 5.9067
1 | 0.89466 | Moderate | 8 | Mid | Mid | In | Low | DERBreakthrough | 668 | 28095.27 | 6.9835 | 28301.7243 | ESR-4h-16 | 5.9734 | 1.4328 | 3.7222 | 12.1386 | 1.6081 | 0.2182 | 5.9617 | 5.2587
1 | 1.0029 | Zero | 2 | Low | High | In | Low | LimitedEE | 669 | 30710.37 | 9.7643 | 30491.0741 | NY-4 | 9.8372 | 2.3597 | 3.0397 | 15.1636 | 2.254 | 0.99671 | 5.9617 | 7.371
1 | 0.95033 | Zero | 2 | Low | Mid | Out | High | DERBreakthrough | 670 | 28095.27 | 8.2453 | 28104.1447 | NewCT1-1 | 6.6294 | 1.5902 | 3.2276 | 13.0631 | 1.8071 | 0.45806 | 5.9617 | 5.9095
1 | 0.83513 | Zero | 8 | High | Low | In | Low | Ref | 671 | 27856.5 | 8.1346 | 27874.174 | ESR-4h-21 | 6.6087 | 1.5852 | 3.3054 | 13.0252 | 1.7986 | 0.44784 | 5.9617 | 5.8817
1 | 0.88999 | Large | 8 | Mid | High | Out | Mid | Ref | 672 | 27856.5 | 5.332 | 28379.8942 | ESR-4h-12 | 6.4291 | 1.5422 | 3.6186 | 10.4928 | 1.1975 | 0 | 5.9617 | 3.9159
1 | 0.95978 | Moderate | 8 | High | High | Out | Mid | LimitedEE | 673 | 30710.37 | 8.2453 | 30718.7734 | NewCT1-4 | 7.6213 | 1.8281 | 4.7386 | 14.812 | 2.1699 | 0.89531 | 5.9617 | 7.0959
1 | 1.0245 | Large | 6 | High | Mid | In | Low | AllOptions | 674 | 29266.38 | 8.263 | 29264.6982 | ESR-4h-13 | 5.0217 | 1.2046 | 3.9522 | 13.4197 | 1.8787 | 0.54441 | 5.9617 | 6.1438
1 | 0.85226 | Moderate | 8 | High | Low | In | Mid | LimitedEE | 675 | 30710.37 | 8.9953 | 30607.2337 | NewCT2-2 | 6.4764 | 1.5535 | 2.7883 | 13.3371 | 1.8677 | 0.53111 | 5.9617 | 6.1077
1 | 0.96885 | Zero | 4 | High | Low | In | Low | Ref | 676 | 27856.5 | 8.2453 | 27865.2085 | NewCT1-2 | 7.9239 | 1.9007 | 2.1017 | 12.2476 | 1.6403 | 0.25702 | 5.9617 | 5.364
1 | 1.125 | Zero | 2 | Mid | Mid | In | Low | LimitedEE | 677 | 30710.37 | 13.6872 | 30090.37 | NECEC | 13.5538 | 3.2512 | 3.081 | 20.0193 | 3.2845 | 2.2387 | 5.9617 | 10.7409
1 | 1.1524 | Large | 6 | Low | High | In | Mid | DERBreakthrough | 678 | 28095.27 | 7.8799 | 28153.7897 | ESR-4h-11 | 9.5973 | 2.3021 | 3.0009 | 13.183 | 1.8338 | 0.49025 | 5.9617 | 5.9968
1 | 0.92627 | Moderate | 4 | High | Low | In | High | Ref | 679 | 27856.5 | 8.0059 | 27894.0238 | ESR-4h-16 | 6.4266 | 1.5416 | 2.7622 | 12.3097 | 1.6498 | 0.26844 | 5.9617 | 5.395
1 | 0.98492 | Large | 4 | High | Mid | In | Mid | LimitedEE | 680 | 30710.37 | 10.5993 | 30381.4633 | ESR-4h-20 | 6.4914 | 1.5571 | 3.6774 | 15.8338 | 2.3927 | 1.1639 | 5.9617 | 7.8246
1 | 1.0282 | Zero | 4 | Mid | High | In | Low | LimitedEE | 681 | 30710.37 | 8.9953 | 30607.6055 | NewCT2-2 | 9.7398 | 2.3363 | 3.0689 | 14.4005 | 2.0919 | 0.80129 | 5.9617 | 6.8407
1 | 1.1909 | Large | 4 | Mid | High | Out | Mid | DERBreakthrough | 682 | 28095.27 | 8.2536 | 28095.6214 | ESR-4h-3 | 7.4431 | 1.7854 | 2.9455 | 12.9844 | 1.792 | 0.43983 | 5.9617 | 5.86
1 | 1.2194 | Zero | 8 | Low | Low | In | Mid | LimitedEE | 683 | 30710.37 | 10.6187 | 30379.3622 | ESR-4h-15 | 12.4462 | 2.9855 | 2.9296 | 16.5337 | 2.5455 | 1.348 | 5.9617 | 8.3241
1 | 1.0786 | Zero | 8 | High | High | In | Mid | LimitedEE | 684 | 30710.37 | 8.9953 | 30602.7469 | NewCT2-1 | 10.3417 | 2.4807 | 3.8882 | 15.3642 | 2.2919 | 1.0423 | 5.9617 | 7.4947
1 | 1.148 | Moderate | 4 | Low | High | In | Low | DERBreakthrough | 685 | 28095.27 | 7.8367 | 28160.7822 | ESR-4h-11 | 6.2551 | 1.5004 | 2.7825 | 12.1196 | 1.6093 | 0.21967 | 5.9617 | 5.2626
1 | 0.8401 | Zero | 8 | High | Low | In | Mid | Ref | 686 | 27856.5 | 8.2164 | 27861.4824 | ESR-4h-21 | 5.7167 | 1.3713 | 2.5082 | 12.0959 | 1.6058 | 0.21545 | 5.9617 | 5.2512
1 | 1.0767 | Moderate | 6 | Mid | High | In | High | AllOptions | 687 | 29266.38 | 8.2453 | 29276.283 | NewCT1-1 | 6.8533 | 1.6439 | 4.1628 | 14.052 | 2.0118 | 0.70477 | 5.9617 | 6.5789
1 | 0.87102 | Moderate | 2 | Mid | High | In | Mid | AllOptions | 688 | 29266.38 | 6.6855 | 29525.3864 | ESR-4h-18 | 8.5281 | 2.0457 | 3.3778 | 12.109 | 1.6037 | 0.21295 | 5.9617 | 5.2444
1 | 1.0875 | Large | 8 | Mid | Mid | In | Mid | Ref | 689 | 27856.5 | 7.7903 | 27927.9141 | ESR-4h-12 | 7.5654 | 1.8147 | 3.2973 | 12.9024 | 1.7726 | 0.41647 | 5.9617 | 5.7966
1 | 0.95676 | Large | 4 | High | Mid | In | High | Ref | 690 | 27856.5 | 7.293 | 28010.4739 | ESR-4h-12 | 6.2311 | 1.4947 | 2.3256 | 11.1133 | 1.3876 | 0 | 5.9617 | 4.5377
1 | 1.0563 | Zero | 4 | High | High | In | Mid | DERBreakthrough | 691 | 28095.27 | 6.9467 | 28309.4088 | ESR-4h-13 | 4.3814 | 1.051 | 3.4329 | 11.4306 | 1.4594 | 0.03902 | 5.9617 | 4.7725
1 | 1.066 | Zero | 6 | Mid | High | In | Low | AllOptions | 692 | 29266.38 | 8.2453 | 29274.3143 | NewCT1-2 | 5.1842 | 1.2435 | 3.6858 | 13.1746 | 1.8282 | 0.48349 | 5.9617 | 5.9785
1 | 1.2131 | Large | 4 | Mid | High | In | High | AllOptions | 693 | 29266.38 | 8.4692 | 29232.6461 | ESR-4h-11 | 6.6663 | 1.5991 | 3.3038 | 13.372 | 1.8722 | 0.53657 | 5.9617 | 6.1225
1 | 1.0907 | Large | 8 | Low | Mid | In | High | Ref | 694 | 27856.5 | 7.7215 | 27939.2934 | ESR-4h-9 | 10.2169 | 2.4508 | 3.2379 | 13.4101 | 1.8807 | 0.54677 | 5.9617 | 6.1502
1 | 0.78822 | Large | 2 | High | Low | In | Low | Ref | 695 | 27856.5 | 7.2773 | 28012.2241 | ESR-4h-17 | 9.5037 | 2.2797 | 2.4765 | 12.0334 | 1.5927 | 0.19969 | 5.9617 | 5.2084
1 | 0.92283 | Moderate | 8 | Low | High | In | High | Ref | 696 | 27856.5 | 5.6508 | 28314.2408 | ESR-4h-13 | 4.3632 | 1.0466 | 3.173 | 9.8704 | 1.0201 | 0 | 5.9617 | 3.3358
1 | 0.83393 | Moderate | 2 | Mid | Mid | In | High | Ref | 697 | 27856.5 | 6.2179 | 28202.4208 | ESR-4h-16 | 9.4392 | 2.2642 | 3.3816 | 11.8637 | 1.5516 | 0.15017 | 5.9617 | 5.0741
1 | 0.79559 | Zero | 6 | High | Mid | In | High | LimitedEE | 698 | 30710.37 | 8.9953 | 30600.9425 | NewCT2-1 | 7.085 | 1.6995 | 2.3575 | 13.0523 | 1.8097 | 0.46115 | 5.9617 | 5.9179
1 | 0.86201 | Moderate | 4 | High | Mid | In | High | LimitedEE | 699 | 30710.37 | 8.9953 | 30608.2641 | NewCT2-2 | 10.2396 | 2.4562 | 2.8904 | 14.3418 | 2.0804 | 0.78748 | 5.9617 | 6.8033
1 | 0.94451 | Large | 4 | Low | Low | In | Mid | DERBreakthrough | 700 | 28095.27 | 8.2453 | 28098.6002 | NewCT1-2 | 7.5503 | 1.8111 | 3.3772 | 13.4336 | 1.8849 | 0.55184 | 5.9617 | 6.1639
1 | 0.88721 | Zero | 8 | Mid | Mid | In | Mid | Ref | 701 | 27856.5 | 7.4718 | 27980.5009 | ESR-4h-18 | 8.2166 | 1.9709 | 3.2056 | 12.6484 | 1.7192 | 0.3521 | 5.9617 | 5.622
1 | 1.0294 | Large | 6 | Low | Low | In | Mid | LimitedEE | 702 | 30710.37 | 11.3305 | 30290.0289 | ESR-4h-21 | 9.7141 | 2.3301 | 3.8775 | 17.5382 | 2.7534 | 1.5986 | 5.9617 | 9.004
1 | 1.0132 | Large | 4 | Low | High | In | Mid | Ref | 703 | 27856.5 | 6.528 | 28144.9802 | ESR-4h-11 | 7.9651 | 1.9106 | 3.1423 | 11.5809 | 1.4929 | 0.079432 | 5.9617 | 4.8821
1 | 0.98333 | Zero | 4 | Mid | High | Out | Low | LimitedEE | 704 | 30710.37 | 8.9953 | 30603.2686 | NewCT2-1 | 9.8163 | 2.3547 | 3.3399 | 14.6898 | 2.1518 | 0.87347 | 5.9617 | 7.0366
1 | 1.0092 | Moderate | 6 | Low | Mid | In | Mid | LimitedEE | 705 | 30710.37 | 8.9953 | 30602.7647 | NewCT2-3 | 8.8595 | 2.1251 | 2.8599 | 13.9803 | 2.0039 | 0.6952 | 5.9617 | 6.5529
1 | 1.0317 | Moderate | 6 | Low | Mid | In | High | LimitedEE | 706 | 30710.37 | 8.9953 | 30602.7647 | NewCT2-3 | 10.177 | 2.4412 | 3.996 | 15.4324 | 2.3057 | 1.059 | 5.9617 | 7.5401
1 | 1.011 | Large | 6 | Low | Mid | In | High | Ref | 707 | 27856.5 | 7.6468 | 27951.0741 | ESR-4h-9 | 6.0868 | 1.46 | 4.1881 | 13.2949 | 1.8509 | 0.51091 | 5.9617 | 6.0529
1 | 1.0229 | Zero | 8 | High | Mid | In | Low | DERBreakthrough | 708 | 28095.27 | 8.2453 | 28099.3655 | NewCT1-1 | 7.0305 | 1.6864 | 1.6163 | 11.548 | 1.4945 | 0.081283 | 5.9617 | 4.8871
1 | 1.2306 | Large | 8 | Low | High | In | Low | Ref | 709 | 27856.5 | 8.2453 | 27857.5324 | NewCT1-3 | 6.3787 | 1.5301 | 2.5462 | 12.3216 | 1.6535 | 0.27294 | 5.9617 | 5.4072
1 | 0.82852 | Moderate | 2 | Mid | High | In | Low | DERBreakthrough | 710 | 28095.27 | 5.4162 | 28600.5531 | ESR-2h-3 | 6.8018 | 1.6316 | 4.4354 | 11.4832 | 1.465 | 0.045743 | 5.9617 | 4.7907
1 | 1.1258 | Zero | 2 | Mid | Mid | In | Low | DERBreakthrough | 711 | 28095.27 | 8.8965 | 27997.9141 | NY-3 | 13.7061 | 3.2877 | 2.4474 | 14.6316 | 2.1444 | 0.86459 | 5.9617 | 7.0125
1 | 0.91026 | Zero | 6 | High | Low | In | Mid | LimitedEE | 712 | 30710.37 | 9.3709 | 30545.7291 | ESR-4h-23 | 7.6908 | 1.8448 | 2.6385 | 13.8541 | 1.9783 | 0.6644 | 5.9617 | 6.4693
1 | 0.77362 | Moderate | 2 | Mid | Mid | In | Low | DERBreakthrough | 713 | 28095.27 | 5.9186 | 28498.5841 | ESR-4h-18 | 5.3822 | 1.291 | 3.916 | 11.1257 | 1.3791 | 0 | 5.9617 | 4.5098
1 | 1.0208 | Large | 8 | Mid | Low | In | Low | Ref | 714 | 27856.5 | 8.2453 | 27861.1703 | NewCT1-2 | 7.9854 | 1.9155 | 3.0257 | 13.1864 | 1.8344 | 0.49097 | 5.9617 | 5.9988
1 | 1.1509 | Moderate | 4 | Mid | Low | In | Mid | LimitedEE | 715 | 30710.37 | 13.6872 | 30090.37 | NECEC | 10.3407 | 2.4804 | 2.7971 | 18.9646 | 3.0622 | 1.9708 | 5.9617 | 10.014
1 | 1.1646 | Large | 4 | Mid | Low | Out | High | Ref | 716 | 27856.5 | 8.2453 | 27866.3742 | NewCT1-2 | 7.2001 | 1.7271 | 3.3132 | 13.2855 | 1.8538 | 0.51439 | 5.9617 | 6.0623
1 | 1.1602 | Large | 4 | Mid | Mid | Out | Mid | LimitedEE | 717 | 30710.37 | 12.0652 | 30201.9141 | ESR-4h-19 | 9.6269 | 2.3092 | 3.6659 | 18.0404 | 2.8612 | 1.7285 | 5.9617 | 9.3565
1 | 1.0996 | Zero | 2 | Mid | High | In | Low | Ref | 718 | 27856.5 | 7.3668 | 27998.4452 | ESR-4h-11 | 6.7715 | 1.6243 | 2.7737 | 11.7648 | 1.534 | 0.12895 | 5.9617 | 5.0165
1 | 0.9358 | Large | 6 | High | Low | In | Low | Ref | 719 | 27856.5 | 8.1362 | 27874.0372 | ESR-4h-16 | 7.6302 | 1.8303 | 2.9208 | 12.8873 | 1.7715 | 0.41515 | 5.9617 | 5.793
1 | 1.1216 | Moderate | 8 | Low | Low | In | Mid | LimitedEE | 720 | 30710.37 | 9.8452 | 30481.0123 | ESR-4h-16 | 11.6659 | 2.7983 | 3.0691 | 15.7127 | 2.3704 | 1.137 | 5.9617 | 7.7516
1 | 1.0805 | Large | 6 | Low | Mid | In | High | DERBreakthrough | 721 | 28095.27 | 8.2453 | 28104.8271 | NewCT1-1 | 6.3442 | 1.5218 | 3.7172 | 13.4843 | 1.8938 | 0.56251 | 5.9617 | 6.1929
1 | 1.0697 | Moderate | 6 | High | Mid | In | High | Ref | 722 | 27856.5 | 7.4841 | 27977.7241 | ESR-4h-11 | 9.2219 | 2.2121 | 3.2297 | 12.9259 | 1.778 | 0.42295 | 5.9617 | 5.8142
1 | 1.0084 | Moderate | 2 | Low | Low | In | Mid | DERBreakthrough | 723 | 28095.27 | 8.4566 | 28063.0741 | ESR-4h-17 | 7.0503 | 1.6912 | 2.9473 | 13.0951 | 1.8155 | 0.46814 | 5.9617 | 5.9368
1 | 1.1394 | Large | 8 | Mid | High | In | Low | LimitedEE | 724 | 30710.37 | 8.9953 | 30602.1738 | NewCT2-1 | 8.2732 | 1.9845 | 2.6719 | 13.6517 | 1.9351 | 0.61239 | 5.9617 | 6.3282
1 | 0.79349 | Moderate | 8 | High | Low | In | Low | DERBreakthrough | 725 | 28095.27 | 7.4493 | 28222.8011 | ESR-4h-20 | 8.177 | 1.9614 | 3.4796 | 12.8903 | 1.769 | 0.41216 | 5.9617 | 5.7849
1 | 1.2284 | Zero | 4 | Mid | High | In | Mid | Ref | 726 | 27856.5 | 8.6178 | 27801.751 | ESR-4h-3 | 7.9893 | 1.9164 | 3.8178 | 14.352 | 2.0774 | 0.78384 | 5.9617 | 6.7934
1 | 1.2258 | Zero | 8 | Low | Low | In | Low | LimitedEE | 727 | 30710.37 | 10.6954 | 30369.6312 | ESR-4h-15 | 9.3387 | 2.2401 | 3.9152 | 16.8507 | 2.6073 | 1.4224 | 5.9617 | 8.5261
1 | 0.99989 | Moderate | 6 | Mid | Mid | Out | Mid | LimitedEE | 728 | 30710.37 | 8.9953 | 30600.8914 | NewCT2-3 | 10.9865 | 2.6353 | 2.6796 | 14.3102 | 2.0749 | 0.78081 | 5.9617 | 6.7852
1 | 1.1836 | Moderate | 2 | Low | High | In | Mid | Ref | 729 | 27856.5 | 8.1827 | 27867.7087 | ESR-4h-8 | 10.0859 | 2.4193 | 2.6376 | 13.2396 | 1.8479 | 0.50719 | 5.9617 | 6.0428
1 | 1.0866 | Moderate | 4 | Mid | Mid | In | Mid | DERBreakthrough | 730 | 28095.27 | 8.2453 | 28105.1395 | NewCT1-1 | 6.7171 | 1.6112 | 3.2195 | 13.076 | 1.8099 | 0.46141 | 5.9617 | 5.9186
1 | 0.96697 | Large | 6 | High | Low | Out | High | AllOptions | 731 | 29266.38 | 8.9953 | 29157.98 | NewCT2-1 | 10.1396 | 2.4322 | 3.6814 | 15.1089 | 2.2388 | 0.97839 | 5.9617 | 7.3213
1 | 0.96901 | Zero | 8 | Mid | Low | In | High | AllOptions | 732 | 29266.38 | 8.8939 | 29169.4141 | NY-3 | 7.45 | 1.7871 | 3.0512 | 13.7321 | 1.9501 | 0.6304 | 5.9617 | 6.3771
1 | 1.0298 | Zero | 6 | High | Mid | In | Low | Ref | 733 | 27856.5 | 8.2453 | 27866.1968 | NewCT1-1 | 6.7522 | 1.6197 | 2.7876 | 12.6526 | 1.7224 | 0.356 | 5.9617 | 5.6325
1 | 1.0401 | Zero | 8 | Low | High | In | Mid | DERBreakthrough | 734 | 28095.27 | 6.9838 | 28301.9802 | ESR-4h-9 | 7.4555 | 1.7884 | 2.7694 | 11.5416 | 1.4867 | 0.071894 | 5.9617 | 4.8617
1 | 0.94932 | Zero | 2 | High | Low | Out | High | DERBreakthrough | 735 | 28095.27 | 8.6 | 28042.825 | NY-3 | 6.6379 | 1.5922 | 3.6397 | 13.832 | 1.968 | 0.65199 | 5.9617 | 6.4357
1 | 1.1454 | Moderate | 4 | Low | Low | In | Low | Ref | 736 | 27856.5 | 8.2453 | 27865.1663 | NewCT1-2 | 7.5285 | 1.8059 | 3.0873 | 13.1384 | 1.8239 | 0.47828 | 5.9617 | 5.9643
1 | 1.1248 | Moderate | 8 | Low | High | Out | High | LimitedEE | 737 | 30710.37 | 8.9953 | 30599.9607 | NewCT2-1 | 9.1946 | 2.2055 | 3.6762 | 14.877 | 2.1896 | 0.9191 | 5.9617 | 7.1604
1 | 0.7727 | Large | 4 | High | Mid | In | Low | Ref | 738 | 27856.5 | 5.5339 | 28336.7241 | ESR-4h-14 | 5.4034 | 1.2961 | 2.9992 | 9.8292 | 1.0094 | 0 | 5.9617 | 3.301
1 | 1.0236 | Moderate | 6 | Low | High | In | High | AllOptions | 739 | 29266.38 | 8.2453 | 29270.0838 | NewCT1-1 | 7.4951 | 1.7979 | 3.3445 | 13.3877 | 1.8753 | 0.54031 | 5.9617 | 6.1326
1 | 1.0429 | Moderate | 6 | High | Mid | In | High | DERBreakthrough | 740 | 28095.27 | 8.2453 | 28104.0673 | NewCT1-1 | 8.0116 | 1.9218 | 3.5143 | 13.6813 | 1.9367 | 0.61429 | 5.9617 | 6.3334
1 | 0.81237 | Moderate | 6 | High | Mid | In | Mid | AllOptions | 741 | 29266.38 | 8.0688 | 29293.7241 | ESR-4h-24 | 7.8186 | 1.8755 | 2.834 | 12.7783 | 1.7488 | 0.38785 | 5.9617 | 5.719
1 | 1.1413 | Large | 8 | Low | High | Out | Low | DERBreakthrough | 742 | 28095.27 | 7.7721 | 28171.2306 | ESR-4h-11 | 5.1108 | 1.2259 | 3.3451 | 12.3431 | 1.6536 | 0.27307 | 5.9617 | 5.4075
1 | 1.1954 | Large | 2 | Mid | High | Out | Low | DERBreakthrough | 743 | 28095.27 | 8.2966 | 28088.0201 | ESR-4h-5 | 6.531 | 1.5666 | 2.5173 | 12.3805 | 1.6662 | 0.28821 | 5.9617 | 5.4486
1 | 1.0905 | Moderate | 2 | Low | Mid | Out | Mid | AllOptions | 744 | 29266.38 | 9.4523 | 29090.8182 | ESR-4h-18 | 10.6626 | 2.5577 | 3.3655 | 15.3754 | 2.2972 | 1.0487 | 5.9617 | 7.5121
1 | 0.9502 | Moderate | 6 | High | High | In | High | LimitedEE | 745 | 30710.37 | 8.3331 | 30697.2479 | ESR-4h-17 | 9.5984 | 2.3024 | 3.497 | 14.1325 | 2.0326 | 0.72983 | 5.9617 | 6.6469
1 | 0.7648 | Moderate | 8 | Mid | High | In | High | Ref | 746 | 27856.5 | 5 | 28452.2378 | NY-3 | 4.9881 | 1.1965 | 3.4939 | 9.6904 | 0.96534 | 0 | 5.9617 | 3.1568
1 | 1.0762 | Moderate | 6 | Mid | High | In | Low | Ref | 747 | 27856.5 | 7.14 | 28035.6158 | ESR-4h-8 | 7.3468 | 1.7623 | 3.2809 | 12.1832 | 1.62 | 0.23258 | 5.9617 | 5.2977
1 | 1.1518 | Large | 4 | Mid | Mid | In | High | DERBreakthrough | 748 | 28095.27 | 8.2453 | 28105.1395 | NewCT1-1 | 6.4148 | 1.5387 | 3.3087 | 13.0927 | 1.8129 | 0.46509 | 5.9617 | 5.9285
1 | 1.1477 | Zero | 4 | Mid | High | In | High | LimitedEE | 749 | 30710.37 | 9.5534 | 30520.4478 | ESR-4h-15 | 6.1667 | 1.4792 | 2.5427 | 13.5753 | 1.9196 | 0.59371 | 5.9617 | 6.2775
1 | 0.77535 | Moderate | 2 | High | High | In | Low | LimitedEE | 750 | 30710.37 | 8.2453 | 30718.3879 | NewCT1-1 | 5.5796 | 1.3384 | 2.4461 | 12.0297 | 1.5921 | 0.19895 | 5.9617 | 5.2064
1 | 0.94847 | Zero | 8 | Mid | High | In | Mid | Ref | 751 | 27856.5 | 5.8998 | 28264.6647 | ESR-4h-14 | 4.7762 | 1.1457 | 3.6393 | 10.6848 | 1.2531 | 0 | 5.9617 | 4.0978
1 | 1.0887 | Moderate | 8 | Low | Mid | In | Low | DERBreakthrough | 752 | 28095.27 | 8.2453 | 28104.8271 | NewCT1-1 | 10.4877 | 2.5157 | 2.7752 | 13.5362 | 1.91 | 0.58213 | 5.9617 | 6.2461
1 | 0.85381 | Zero | 6 | Mid | Low | Out | Low | LimitedEE | 753 | 30710.37 | 9.3 | 30556.7587 | NY-4 | 10.2856 | 2.4672 | 4.3599 | 16.1271 | 2.4512 | 1.2343 | 5.9617 | 8.0157
1 | 0.81666 | Zero | 4 | High | Low | In | Low | DERBreakthrough | 754 | 28095.27 | 7.8306 | 28160.6622 | ESR-4h-24 | 9.2666 | 2.2228 | 2.4366 | 12.49 | 1.6898 | 0.31676 | 5.9617 | 5.5261
1 | 1.0654 | Moderate | 6 | Low | Mid | In | Mid | DERBreakthrough | 755 | 28095.27 | 8.2453 | 28104.8271 | NewCT1-1 | 9.5066 | 2.2804 | 2.3593 | 12.8849 | 1.7741 | 0.41833 | 5.9617 | 5.8017
1 | 1.0524 | Moderate | 2 | Low | High | In | Low | Ref | 756 | 27856.5 | 6.9083 | 28076.7492 | ESR-4h-10 | 5.31 | 1.2737 | 2.6205 | 10.8025 | 1.2951 | 0 | 5.9617 | 4.2351
1 | 1.2216 | Zero | 2 | Mid | Low | In | High | DERBreakthrough | 757 | 28095.27 | 9.5277 | 27908.4141 | NY-4 | 7.078 | 1.6978 | 2.8367 | 14.0622 | 2.0214 | 0.71629 | 5.9617 | 6.6101
1 | 1.0615 | Zero | 6 | High | Mid | In | Mid | Ref | 758 | 27856.5 | 8.2453 | 27860.2214 | NewCT1-1 | 8.3702 | 2.0078 | 3.7345 | 13.9876 | 2.0005 | 0.69116 | 5.9617 | 6.5419
1 | 0.88998 | Moderate | 6 | High | High | Out | Low | Ref | 759 | 27856.5 | 5.4162 | 28361.7762 | ESR-2h-2 | 5.7952 | 1.3901 | 2.5172 | 9.3235 | 0.86623 | 0 | 5.9617 | 2.8327
1 | 0.89167 | Moderate | 4 | High | Low | In | Low | Ref | 760 | 27856.5 | 7.5329 | 27970.5013 | ESR-4h-17 | 6.8346 | 1.6394 | 3.0309 | 12.2032 | 1.6257 | 0.23939 | 5.9617 | 5.3161
1 | 1.0146 | Large | 4 | Mid | Mid | In | Mid | Ref | 761 | 27856.5 | 7.7903 | 27927.9141 | ESR-4h-12 | 10.6865 | 2.5634 | 3.7877 | 14.1414 | 2.0329 | 0.73017 | 5.9617 | 6.6478
1 | 1.1787 | Zero | 8 | Low | Mid | In | Low | LimitedEE | 762 | 30710.37 | 9.0021 | 30598.0535 | ESR-4h-9 | 6.5577 | 1.573 | 2.7263 | 13.3014 | 1.8605 | 0.52239 | 5.9617 | 6.084
1 | 1.216 | Large | 8 | Mid | High | In | High | DERBreakthrough | 763 | 28095.27 | 8.2453 | 28095.4249 | NewCT1-4 | 9.6809 | 2.3222 | 2.901 | 13.4684 | 1.895 | 0.56395 | 5.9617 | 6.1968
1 | 0.79699 | Zero | 6 | Mid | Low | Out | Low | LimitedEE | 764 | 30710.37 | 8.9953 | 30608.3338 | NewCT2-3 | 7.9608 | 1.9096 | 2.8633 | 13.7681 | 1.9588 | 0.64088 | 5.9617 | 6.4055
1 | 0.98732 | Moderate | 6 | High | High | In | Mid | DERBreakthrough | 765 | 28095.27 | 6.2769 | 28430.521 | ESR-4h-10 | 5.9174 | 1.4194 | 3.0473 | 10.7436 | 1.2747 | 0 | 5.9617 | 4.1685
1 | 1.1625 | Large | 6 | Mid | Low | Out | Mid | AllOptions | 766 | 29266.38 | 8.9953 | 29156.0131 | NewCT2-2 | 6.8495 | 1.643 | 2.6694 | 13.3076 | 1.8621 | 0.52438 | 5.9617 | 6.0894
1 | 1.0872 | Zero | 2 | Low | High | In | Low | DERBreakthrough | 767 | 28095.27 | 7.2462 | 28256.278 | ESR-4h-15 | 9.3913 | 2.2527 | 2.7619 | 12.2608 | 1.6394 | 0.25594 | 5.9617 | 5.361
1 | 0.87091 | Moderate | 2 | High | Mid | In | Low | LimitedEE | 768 | 30710.37 | 12.2281 | 30183.0062 | ESR-4h-26 | 9.5977 | 2.3022 | 4.7684 | 19.2987 | 3.1221 | 2.043 | 5.9617 | 10.2099
1 | 1.0718 | Zero | 6 | Low | High | Out | Mid | AllOptions | 769 | 29266.38 | 8.2453 | 29275.2459 | NewCT1-2 | 6.7597 | 1.6215 | 2.46 | 12.3267 | 1.6551 | 0.27483 | 5.9617 | 5.4123
1 | 1.0543 | Moderate | 6 | Low | Mid | In | Low | Ref | 770 | 27856.5 | 7.6468 | 27951.0741 | ESR-4h-9 | 8.0306 | 1.9263 | 4.0634 | 13.6365 | 1.9241 | 0.59913 | 5.9617 | 6.2922
1 | 1.197 | Moderate | 2 | Mid | Low | Out | High | DERBreakthrough | 771 | 28095.27 | 8.9953 | 27989.5789 | NewCT2-1 | 10.4782 | 2.5134 | 2.4655 | 13.9742 | 2.0048 | 0.69629 | 5.9617 | 6.5558
1 | 1.0787 | Zero | 4 | High | Low | In | High | Ref | 772 | 27856.5 | 8.7456 | 27781.2241 | ESR-4h-11 | 7.7935 | 1.8694 | 3.4637 | 14.0787 | 2.0214 | 0.71631 | 5.9617 | 6.6102
1 | 1.1424 | Zero | 8 | Low | Low | Out | Low | DERBreakthrough | 773 | 28095.27 | 8.2453 | 28105.1124 | NewCT1-4 | 8.8716 | 2.128 | 3.6699 | 14.0433 | 2.0127 | 0.70584 | 5.9617 | 6.5818
1 | 1.0802 | Zero | 2 | Mid | Low | In | High | Ref | 774 | 27856.5 | 8.9953 | 27753.5684 | NewCT2-1 | 9.7452 | 2.3376 | 3.5814 | 14.9142 | 2.1981 | 0.92926 | 5.9617 | 7.188
1 | 1.0185 | Zero | 2 | High | Low | In | Low | LimitedEE | 775 | 30710.37 | 13.6872 | 30090.37 | NECEC | 12.6226 | 3.0278 | 3.1964 | 19.9114 | 3.261 | 2.2103 | 5.9617 | 10.6639
1 | 1.2318 | Moderate | 8 | Mid | High | Out | Mid | DERBreakthrough | 776 | 28095.27 | 8.2453 | 28095.4249 | NewCT1-4 | 8.7369 | 2.0957 | 2.9321 | 13.2731 | 1.8533 | 0.51378 | 5.9617 | 6.0606
1 | 0.91896 | Zero | 8 | High | Mid | In | Mid | DERBreakthrough | 777 | 28095.27 | 7.9059 | 28149.0778 | ESR-4h-17 | 8.3486 | 2.0026 | 3.3947 | 13.3032 | 1.8571 | 0.51837 | 5.9617 | 6.0731
1 | 1.0425 | Moderate | 6 | High | High | In | Mid | Ref | 778 | 27856.5 | 6.8121 | 28092.9617 | ESR-4h-7 | 8.438 | 2.024 | 3.5769 | 12.413 | 1.6671 | 0.28939 | 5.9617 | 5.4518
1 | 0.77305 | Large | 8 | High | High | In | High | Ref | 779 | 27856.5 | 4.5817 | 28548.0741 | ESR-4h-13 | 7.2189 | 1.7316 | 1.9978 | 8.3111 | 0.57607 | 0 | 5.9617 | 1.8838
1 | 0.79674 | Large | 6 | High | High | Out | Mid | AllOptions | 780 | 29266.38 | 6.2348 | 29608.3254 | ESR-4h-18 | 5.8838 | 1.4114 | 3.6433 | 11.2895 | 1.4283 | 0.0015086 | 5.9617 | 4.6707
1 | 1.0927 | Moderate | 6 | Low | High | Out | Mid | Ref | 781 | 27856.5 | 7.2997 | 28009.9976 | ESR-4h-10 | 8.0971 | 1.9423 | 2.5288 | 11.7707 | 1.5367 | 0.13213 | 5.9617 | 5.0251
1 | 1.1494 | Large | 4 | Low | High | In | Mid | LimitedEE | 782 | 30710.37 | 9.0762 | 30587.0741 | NewCT2-2 | 8.4143 | 2.0183 | 2.8094 | 13.904 | 1.9879 | 0.676 | 5.9617 | 6.5008
1 | 1.1187 | Moderate | 6 | Mid | Mid | In | Mid | AllOptions | 783 | 29266.38 | 8.9953 | 29163.2372 | NewCT2-1 | 7.8399 | 1.8806 | 3.3695 | 14.2453 | 2.0573 | 0.75956 | 5.9617 | 6.7275
1 | 0.88175 | Large | 6 | Mid | Mid | In | Mid | LimitedEE | 784 | 30710.37 | 8.9953 | 30608.3356 | NewCT2-1 | 8.807 | 2.1125 | 2.8818 | 13.9896 | 2.0057 | 0.69742 | 5.9617 | 6.5589
1 | 0.91976 | Moderate | 8 | Low | Low | Out | Low | AllOptions | 785 | 29266.38 | 8.2453 | 29275.9291 | NewCT1-4 | 10.9264 | 2.6209 | 3.6191 | 14.4853 | 2.1068 | 0.81928 | 5.9617 | 6.8896
1 | 0.84034 | Zero | 2 | High | High | In | Mid | Ref | 786 | 27856.5 | 5.4162 | 28361.3119 | ESR-2h-8 | 5.8948 | 1.414 | 2.6141 | 9.4443 | 0.90057 | 0 | 5.9617 | 2.945
1 | 1.2269 | Large | 8 | Low | High | Out | Mid | LimitedEE | 787 | 30710.37 | 8.9953 | 30607.0322 | NewCT2-1 | 6.5159 | 1.563 | 3.1293 | 13.6875 | 1.9402 | 0.61847 | 5.9617 | 6.3447
1 | 0.87366 | Zero | 4 | Mid | High | Out | Low | Ref | 788 | 27856.5 | 5.5475 | 28333.9141 | ESR-2h-5 | 4.4521 | 1.0679 | 2.6392 | 9.2546 | 0.84527 | 0 | 5.9617 | 2.7642
1 | 0.76984 | Zero | 2 | Mid | Low | In | High | AllOptions | 789 | 29266.38 | 8.9953 | 29163.9175 | NewCT2-1 | 10.2431 | 2.457 | 3.8668 | 15.3191 | 2.2824 | 1.0309 | 5.9617 | 7.4638
1 | 1.0678 | Moderate | 8 | Mid | Mid | In | Mid | DERBreakthrough | 790 | 28095.27 | 8.2453 | 28105.1395 | NewCT1-1 | 8.5014 | 2.0392 | 1.7464 | 12.0309 | 1.5963 | 0.20396 | 5.9617 | 5.22
1 | 1.2075 | Zero | 4 | Low | High | In | Low | LimitedEE | 791 | 30710.37 | 10.1 | 30446.3568 | NY-5 | 6.0359 | 1.4478 | 1.8688 | 13.4167 | 1.8897 | 0.55766 | 5.9617 | 6.1797
1 | 0.88657 | Moderate | 6 | High | Mid | In | Mid | LimitedEE | 792 | 30710.37 | 8.9953 | 30608.2641 | NewCT2-1 | 10.1648 | 2.4382 | 3.4161 | 14.8496 | 2.1853 | 0.91385 | 5.9617 | 7.1462
1 | 0.89955 | Moderate | 6 | Mid | High | In | High | LimitedEE | 793 | 30710.37 | 8.2453 | 30719.5158 | NewCT1-3 | 8.0393 | 1.9284 | 3.407 | 13.5806 | 1.916 | 0.58926 | 5.9617 | 6.2655
1 | 1.0942 | Large | 6 | Low | High | Out | Low | Ref | 794 | 27856.5 | 7.3142 | 28007.5146 | ESR-4h-10 | 7.0952 | 1.7019 | 3.6243 | 12.6405 | 1.7152 | 0.34728 | 5.9617 | 5.6089
1 | 1.0363 | Large | 6 | High | Low | Out | Mid | LimitedEE | 795 | 30710.37 | 11.4454 | 30276.1051 | ESR-4h-18 | 12.4723 | 2.9917 | 4.0983 | 18.5354 | 2.9639 | 1.8522 | 5.9617 | 9.6923
1 | 0.91216 | Moderate | 6 | Mid | Low | In | Low | Ref | 796 | 27856.5 | 7.813 | 27925.0718 | ESR-4h-18 | 9.293 | 2.2291 | 3.3193 | 13.3615 | 1.8699 | 0.53378 | 5.9617 | 6.1149
1 | 1.1038 | Moderate | 2 | Mid | High | In | High | DERBreakthrough | 797 | 28095.27 | 7.4077 | 28230.6022 | ESR-4h-9 | 6.6303 | 1.5904 | 2.8922 | 11.8903 | 1.56 | 0.16028 | 5.9617 | 5.1015
1 | 1.2289 | Large | 6 | Low | Mid | Out | Mid | LimitedEE | 798 | 30710.37 | 10.7327 | 30364.8843 | ESR-4h-16 | 8.9739 | 2.1526 | 4.5362 | 17.4214 | 2.7249 | 1.5643 | 5.9617 | 8.911
1 | 1.0727 | Large | 6 | High | High | In | High | AllOptions | 799 | 29266.38 | 8.2453 | 29275.6614 | NewCT1-1 | 10.1153 | 2.4264 | 3.9294 | 14.601 | 2.1296 | 0.84678 | 5.9617 | 6.9642
1 | 0.86358 | Moderate | 8 | Mid | Mid | In | Mid | AllOptions | 800 | 29266.38 | 8.2453 | 29275.0996 | NewCT1-2 | 8.1848 | 1.9633 | 3.2427 | 13.4513 | 1.8894 | 0.55728 | 5.9617 | 6.1787
1 | 0.82672 | Moderate | 4 | Mid | Low | In | Low | LimitedEE | 801 | 30710.37 | 10.8706 | 30346.5334 | ESR-4h-28 | 9.3402 | 2.2404 | 3.9426 | 17.0536 | 2.6502 | 1.4742 | 5.9617 | 8.6665
1 | 1.1574 | Large | 2 | Low | High | In | Low | AllOptions | 802 | 29266.38 | 8.2453 | 29274.4583 | NewCT1-1 | 6.6085 | 1.5852 | 2.0328 | 11.8633 | 1.5591 | 0.15915 | 5.9617 | 5.0984
1 | 0.78185 | Zero | 2 | High | High | In | Low | DERBreakthrough | 803 | 28095.27 | 5.4162 | 28600.0496 | ESR-2h-8 | 8.0953 | 1.9418 | 2.9349 | 10.2929 | 1.1447 | 0 | 5.9617 | 3.7432
1 | 0.82514 | Large | 8 | Mid | Mid | In | Low | Ref | 804 | 27856.5 | 6.107 | 28223.5789 | ESR-4h-15 | 8.209 | 1.9691 | 3.5296 | 11.6057 | 1.496 | 0.083177 | 5.9617 | 4.8923
1 | 1.194 | Large | 6 | Mid | Low | In | Mid | DERBreakthrough | 805 | 28095.27 | 8.2834 | 28090.647 | ESR-4h-10 | 10.3453 | 2.4815 | 4.3368 | 15.1018 | 2.2337 | 0.97217 | 5.9617 | 7.3044
1 | 0.82662 | Moderate | 6 | Mid | High | In | High | DERBreakthrough | 806 | 28095.27 | 5.4162 | 28600.5531 | ESR-2h-3 | 7.2592 | 1.7413 | 3.5787 | 10.7362 | 1.2685 | 0 | 5.9617 | 4.1482
1 | 1.028 | Zero | 2 | High | Mid | In | Low | LimitedEE | 807 | 30710.37 | 13.4078 | 30059.7662 | ESR-4h-25 | 8.9124 | 2.1378 | 3.1192 | 18.6648 | 2.9968 | 1.8919 | 5.9617 | 9.7999
1 | 1.132 | Moderate | 2 | Low | Mid | In | Mid | AllOptions | 808 | 29266.38 | 9.9756 | 29019.298 | ESR-4h-17 | 7.9416 | 1.905 | 2.5268 | 14.4074 | 2.0964 | 0.8067 | 5.9617 | 6.8554
1 | 0.83979 | Zero | 4 | High | Low | In | Low | Ref | 809 | 27856.5 | 8.2112 | 27862.2797 | ESR-4h-21 | 6.2555 | 1.5005 | 3.0196 | 12.7313 | 1.7378 | 0.37458 | 5.9617 | 5.683
1 | 0.83132 | Large | 8 | Mid | High | Out | Low | AllOptions | 810 | 29266.38 | 6.185 | 29617.8895 | ESR-4h-18 | 6.3282 | 1.518 | 3.0562 | 10.7591 | 1.2792 | 0 | 5.9617 | 4.1831
1 | 1.1128 | Zero | 2 | Mid | High | Out | Low | AllOptions | 811 | 29266.38 | 8.9953 | 29154.8119 | NewCT2-1 | 9.374 | 2.2486 | 3.3329 | 14.5767 | 2.1278 | 0.84458 | 5.9617 | 6.9582
1 | 1.0204 | Zero | 4 | Mid | Mid | Out | High | Ref | 812 | 27856.5 | 8.2453 | 27865.8462 | NewCT1-1 | 7.3318 | 1.7587 | 3.758 | 13.762 | 1.9525 | 0.63328 | 5.9617 | 6.3849
1 | 1.0533 | Zero | 2 | Mid | Mid | Out | High | LimitedEE | 813 | 30710.37 | 13.6872 | 30090.37 | NECEC | 14.2478 | 3.4176 | 3.8587 | 20.9635 | 3.4806 | 2.475 | 5.9617 | 11.3821
1 | 1.09 | Zero | 6 | Low | High | In | High | Ref | 814 | 27856.5 | 7.2738 | 28014.4119 | ESR-4h-14 | 5.6268 | 1.3497 | 3.3927 | 12.0162 | 1.5839 | 0.18912 | 5.9617 | 5.1797
1 | 0.87266 | Large | 2 | Mid | High | In | High | LimitedEE | 815 | 30710.37 | 8.7522 | 30634.5311 | ESR-4h-26 | 10.2056 | 2.448 | 3.7379 | 14.9381 | 2.2023 | 0.93431 | 5.9617 | 7.2017
1 | 1.1579 | Zero | 6 | Low | Mid | In | High | Ref | 816 | 27856.5 | 8.2453 | 27863.7944 | NewCT1-2 | 7.0462 | 1.6902 | 3.7336 | 13.669 | 1.9329 | 0.60967 | 5.9617 | 6.3208
1 | 1.0555 | Large | 4 | Low | Mid | In | High | LimitedEE | 817 | 30710.37 | 11.7601 | 30238.0934 | ESR-4h-22 | 13.9379 | 3.3433 | 2.2708 | 17.3742 | 2.7276 | 1.5674 | 5.9617 | 8.9195
1 | 1.0851 | Zero | 8 | Mid | Low | In | Mid | AllOptions | 818 | 29266.38 | 8.9953 | 29164.2985 | NewCT2-2 | 7.6964 | 1.8462 | 3.9531 | 14.7945 | 2.1706 | 0.89613 | 5.9617 | 7.0981
1 | 0.89583 | Zero | 4 | High | Mid | In | Mid | Ref | 819 | 27856.5 | 7.5896 | 27960.7018 | ESR-4h-17 | 8.718 | 2.0912 | 2.9228 | 12.6037 | 1.7113 | 0.34257 | 5.9617 | 5.5961
1 | 0.92826 | Moderate | 4 | Mid | Mid | Out | Low | DERBreakthrough | 820 | 28095.27 | 7.4072 | 28230.2392 | ESR-4h-15 | 5.6942 | 1.3659 | 3.0846 | 11.8577 | 1.552 | 0.15065 | 5.9617 | 5.0753
1 | 1.2217 | Zero | 4 | Mid | Mid | In | Mid | Ref | 821 | 27856.5 | 8.5519 | 27811.2983 | ESR-4h-10 | 8.3589 | 2.005 | 3.4225 | 13.9795 | 2.0005 | 0.69119 | 5.9617 | 6.542
1 | 1.0294 | Large | 4 | High | Mid | In | Low | DERBreakthrough | 822 | 28095.27 | 8.2099 | 28100.7241 | ESR-4h-12 | 7.1825 | 1.7229 | 2.6812 | 12.614 | 1.7148 | 0.34683 | 5.9617 | 5.6077
1 | 0.77364 | Large | 8 | Mid | High | In | Low | Ref | 823 | 27856.5 | 4.2024 | 28643.6187 | ESR-4h-14 | 4.181 | 1.0029 | 3.318 | 8.5233 | 0.62764 | 0 | 5.9617 | 2.0525
1 | 0.96259 | Large | 8 | Low | Low | In | Low | AllOptions | 824 | 29266.38 | 8.5025 | 29228.0907 | ESR-4h-18 | 8.5505 | 2.051 | 3.0446 | 13.5981 | 1.9217 | 0.59617 | 5.9617 | 6.2842
1 | 0.87818 | Large | 8 | Mid | Low | In | Mid | LimitedEE | 825 | 30710.37 | 8.9953 | 30608.3109 | NewCT2-2 | 8.7152 | 2.0905 | 2.3778 | 13.4636 | 1.8969 | 0.56624 | 5.9617 | 6.203
1 | 1.1816 | Zero | 4 | Low | Low | In | Mid | LimitedEE | 826 | 30710.37 | 13.6872 | 30090.37 | NECEC | 8.787 | 2.1078 | 3.6496 | 19.4445 | 3.1593 | 2.0878 | 5.9617 | 10.3315
1 | 1.0469 | Zero | 2 | Mid | Mid | Out | Mid | AllOptions | 827 | 29266.38 | 9.6554 | 29062.6349 | ESR-4h-17 | 6.1792 | 1.4822 | 2.9607 | 14.0984 | 2.0283 | 0.72471 | 5.9617 | 6.633
1 | 0.89425 | Moderate | 8 | High | Low | In | Mid | AllOptions | 828 | 29266.38 | 8.2453 | 29275.9363 | NewCT1-4 | 8.0657 | 1.9347 | 3.0519 | 13.2319 | 1.8439 | 0.50243 | 5.9617 | 6.0299
1 | 0.84868 | Large | 8 | Mid | Low | Out | High | LimitedEE | 829 | 30710.37 | 8.9953 | 30608.3109 | NewCT2-2 | 8.7402 | 2.0965 | 2.8122 | 13.904 | 1.9879 | 0.676 | 5.9617 | 6.5008
1 | 1.1094 | Large | 4 | Mid | High | In | Low | AllOptions | 830 | 29266.38 | 8.2453 | 29276.283 | NewCT1-1 | 7.5138 | 1.8024 | 3.299 | 13.3466 | 1.8669 | 0.53011 | 5.9617 | 6.105
1 | 1.0202 | Zero | 2 | High | Low | In | Mid | Ref | 831 | 27856.5 | 8.8719 | 27762.7241 | NY-3 | 9.4781 | 2.2735 | 3.7253 | 14.8707 | 2.188 | 0.91717 | 5.9617 | 7.1552
1 | 0.95298 | Large | 4 | Mid | High | In | High | LimitedEE | 832 | 30710.37 | 8.9953 | 30600.4349 | NewCT2-1 | 11.8952 | 2.8533 | 3.5697 | 15.4182 | 2.3051 | 1.0583 | 5.9617 | 7.5381
1 | 0.81893 | Moderate | 6 | High | High | In | Low | Ref | 833 | 27856.5 | 5.4162 | 28361.7762 | ESR-2h-2 | 5.1685 | 1.2398 | 3.3265 | 9.9825 | 1.0515 | 0 | 5.9617 | 3.4385
1 | 0.8118 | Zero | 4 | Mid | Low | In | Low | LimitedEE | 834 | 30710.37 | 10.8706 | 30346.5334 | NY-5 | 9.5634 | 2.294 | 3.3923 | 16.5569 | 2.5478 | 1.3508 | 5.9617 | 8.3317
1 | 0.90138 | Large | 8 | Mid | High | In | Mid | Ref | 835 | 27856.5 | 5.4426 | 28356.6883 | ESR-4h-10 | 4.8231 | 1.1569 | 3.1651 | 9.7646 | 0.98942 | 0 | 5.9617 | 3.2356
1 | 1.1057 | Zero | 4 | Mid | Mid | Out | Mid | DERBreakthrough | 836 | 28095.27 | 8.2453 | 28103.8447 | NewCT1-2 | 8.6569 | 2.0765 | 3.0685 | 13.3903 | 1.8774 | 0.54285 | 5.9617 | 6.1395
1 | 1.0217 | Moderate | 4 | Mid | Low | In | Mid | AllOptions | 837 | 29266.38 | 9.0287 | 29149.9141 | NewCT2-2 | 10.2082 | 2.4487 | 3.0971 | 14.5744 | 2.1286 | 0.84559 | 5.9617 | 6.961
1 | 1.1294 | Large | 4 | Low | High | In | High | DERBreakthrough | 838 | 28095.27 | 7.656 | 28190.0048 | ESR-4h-11 | 6.5537 | 1.5721 | 2.9074 | 12.1354 | 1.612 | 0.22289 | 5.9617 | 5.2714
1 | 1.1687 | Large | 4 | Low | High | In | High | Ref | 839 | 27856.5 | 8.0381 | 27890.2681 | ESR-4h-8 | 8.1603 | 1.9574 | 2.6785 | 12.674 | 1.7276 | 0.36222 | 5.9617 | 5.6494
1 | 1.2015 | Large | 6 | Mid | Mid | In | Low | Ref | 840 | 27856.5 | 8.3565 | 27839.5536 | ESR-4h-5 | 9.1805 | 2.2021 | 2.9358 | 13.4945 | 1.9003 | 0.57038 | 5.9617 | 6.2142
1 | 1.0765 | Large | 6 | Mid | Low | Out | Low | Ref | 841 | 27856.5 | 8.2453 | 27866.3742 | NewCT1-2 | 9.5726 | 2.2962 | 3.7891 | 14.3305 | 2.073 | 0.77853 | 5.9617 | 6.779
1 | 0.84333 | Zero | 2 | Mid | High | Out | Mid | Ref | 842 | 27856.5 | 5.5475 | 28333.9141 | ESR-2h-5 | 7.08 | 1.6983 | 3.3864 | 10.6322 | 1.2398 | 0 | 5.9617 | 4.0542
1 | 0.81787 | Moderate | 4 | Mid | Mid | In | Low | AllOptions | 843 | 29266.38 | 7.953 | 29311.9141 | ESR-4h-26 | 7.5436 | 1.8095 | 3.092 | 12.8544 | 1.7636 | 0.40559 | 5.9617 | 5.7671
1 | 1.1349 | Moderate | 4 | Low | Mid | In | Mid | AllOptions | 844 | 29266.38 | 8.9953 | 29162.2368 | NewCT2-2 | 5.9134 | 1.4185 | 4.2581 | 14.6718 | 2.1428 | 0.86268 | 5.9617 | 7.0073
1 | 0.8496 | Zero | 2 | High | Low | In | High | Ref | 845 | 27856.5 | 8.2453 | 27862.6936 | NewCT1-1 | 8.7232 | 2.0924 | 2.7488 | 13.0865 | 1.8147 | 0.46726 | 5.9617 | 5.9344
1 | 0.99162 | Moderate | 6 | Low | Low | In | Mid | LimitedEE | 846 | 30710.37 | 10.7096 | 30367.4039 | ESR-4h-22 | 8.377 | 2.0094 | 3.257 | 15.9759 | 2.4252 | 1.2031 | 5.9617 | 7.9309
1 | 1.1717 | Zero | 4 | Low | Low | In | High | LimitedEE | 847 | 30710.37 | 13.6735 | 30025.025 | ESR-4h-27 | 9.8867 | 2.3715 | 3.5868 | 19.6318 | 3.1994 | 2.1361 | 5.9617 | 10.4626
1 | 0.87213 | Large | 4 | High | High | In | High | AllOptions | 848 | 29266.38 | 6.8672 | 29492.7241 | ESR-4h-16 | 7.1908 | 1.7249 | 2.8343 | 11.4264 | 1.4619 | 0.041978 | 5.9617 | 4.7805
1 | 1.1085 | Zero | 4 | Mid | Low | In | Low | DERBreakthrough | 849 | 28095.27 | 8.9953 | 27992.6423 | NewCT2-1 | 9.052 | 2.1713 | 2.5558 | 13.7224 | 1.9508 | 0.63125 | 5.9617 | 6.3794
1 | 0.82685 | Moderate | 8 | High | High | In | Low | DERBreakthrough | 850 | 28095.27 | 5.4162 | 28600.5472 | ESR-2h-5 | 4.9555 | 1.1887 | 3.4664 | 10.0713 | 1.0762 | 0 | 5.9617 | 3.5193
1 | 0.9628 | Zero | 4 | Mid | High | In | Mid | LimitedEE | 851 | 30710.37 | 8.9953 | 30603.2686 | NewCT2-1 | 7.1804 | 1.7224 | 3.1303 | 13.848 | 1.9742 | 0.65952 | 5.9617 | 6.4561
1 | 0.78089 | Zero | 6 | Mid | Low | In | High | Ref | 852 | 27856.5 | 7.4739 | 27979.4141 | ESR-4h-25 | 8.0598 | 1.9333 | 3.9626 | 13.3698 | 1.8681 | 0.53158 | 5.9617 | 6.1089
1 | 1.2234 | Large | 8 | Mid | Mid | Out | High | DERBreakthrough | 853 | 28095.27 | 8.5684 | 28046.7377 | ESR-4h-3 | 5.4193 | 1.2999 | 4.1444 | 14.0127 | 2.0036 | 0.69484 | 5.9617 | 6.5519
1 | 1.2125 | Moderate | 4 | Low | Low | Out | Low | LimitedEE | 854 | 30710.37 | 13.6872 | 30090.37 | NECEC | 8.5286 | 2.0458 | 3.1693 | 18.9023 | 3.0469 | 1.9523 | 5.9617 | 9.9639
1 | 1.1587 | Large | 6 | Mid | Mid | Out | Low | LimitedEE | 855 | 30710.37 | 10.3132 | 30418.5913 | ESR-4h-15 | 7.9615 | 1.9097 | 4.1843 | 16.4073 | 2.5116 | 1.3072 | 5.9617 | 8.2134
1 | 0.97166 | Zero | 2 | Mid | High | Out | High | DERBreakthrough | 856 | 28095.27 | 6.7976 | 28333.9141 | ESR-4h-14 | 5.8149 | 1.3948 | 4.1584 | 12.3508 | 1.6507 | 0.26957 | 5.9617 | 5.398
1 | 1.1612 | Large | 4 | Low | Low | In | Low | AllOptions | 857 | 29266.38 | 10.3443 | 28970.5644 | ESR-4h-16 | 6.5937 | 1.5816 | 3.4805 | 15.4064 | 2.3031 | 1.0559 | 5.9617 | 7.5315
1 | 0.91598 | Zero | 2 | Mid | Mid | In | Low | Ref | 858 | 27856.5 | 7.8 | 27927.2959 | NY-2 | 9.8225 | 2.3561 | 3.0589 | 13.215 | 1.8403 | 0.49806 | 5.9617 | 6.018
1 | 1.0414 | Large | 8 | High | Mid | In | Low | LimitedEE | 859 | 30710.37 | 8.9953 | 30602.7885 | NewCT2-3 | 12.1158 | 2.9062 | 3.6532 | 15.5547 | 2.3336 | 1.0926 | 5.9617 | 7.6313
1 | 1.0412 | Moderate | 2 | High | High | In | Low | LimitedEE | 860 | 30710.37 | 9.5769 | 30517.4064 | ESR-4h-19 | 7.3153 | 1.7547 | 4.0344 | 15.366 | 2.2914 | 1.0418 | 5.9617 | 7.4933
1 | 1.0547 | Moderate | 4 | Low | Mid | In | Mid | AllOptions | 861 | 29266.38 | 8.9953 | 29163.874 | NewCT2-1 | 6.207 | 1.4889 | 4.0577 | 14.5418 | 2.1164 | 0.83078 | 5.9617 | 6.9208
1 | 1.2288 | Zero | 8 | Mid | High | In | Low | AllOptions | 862 | 29266.38 | 8.6217 | 29209.6288 | ESR-4h-7 | 9.3347 | 2.2391 | 2.6479 | 13.5087 | 1.9049 | 0.57597 | 5.9617 | 6.2294
1 | 1.1699 | Large | 4 | Low | Low | In | Low | LimitedEE | 863 | 30710.37 | 13.6438 | 30028.1784 | ESR-4h-27 | 8.8501 | 2.1229 | 4.0615 | 19.8281 | 3.2385 | 2.1832 | 5.9617 | 10.5903
1 | 1.1839 | Zero | 6 | Low | High | In | Mid | Ref | 864 | 27856.5 | 8.1852 | 27867.3212 | ESR-4h-12 | 8.7731 | 2.1044 | 3.2038 | 13.4934 | 1.8986 | 0.56832 | 5.9617 | 6.2086
1 | 1.1027 | Large | 6 | Low | Mid | In | Mid | LimitedEE | 865 | 30710.37 | 9.607 | 30513.0372 | ESR-4h-17 | 9.2282 | 2.2136 | 3.0688 | 14.8894 | 2.1956 | 0.92635 | 5.9617 | 7.1801
1 | 0.80097 | Zero | 6 | High | High | Out | High | AllOptions | 866 | 29266.38 | 7.5724 | 29373.6404 | ESR-4h-21 | 5.7025 | 1.3679 | 3.0496 | 11.9898 | 1.5803 | 0.18468 | 5.9617 | 5.1677
1 | 1.1905 | Moderate | 4 | Mid | Mid | In | Low | Ref | 867 | 27856.5 | 8.2496 | 27857.4031 | ESR-4h-7 | 7.1246 | 1.709 | 3.5676 | 13.5263 | 1.9035 | 0.57426 | 5.9617 | 6.2248
1 | 0.83317 | Moderate | 2 | Mid | High | In | High | Ref | 868 | 27856.5 | 5.2433 | 28398.0741 | NY-3 | 7.5264 | 1.8054 | 4.0374 | 11.086 | 1.3666 | 0 | 5.9617 | 4.4691
1 | 0.91013 | Large | 2 | High | Low | In | Mid | Ref | 869 | 27856.5 | 7.7852 | 27929.308 | ESR-4h-17 | 9.8133 | 2.3539 | 3.6781 | 13.8172 | 1.9647 | 0.64796 | 5.9617 | 6.4247
1 | 0.93789 | Moderate | 8 | High | Mid | In | Mid | AllOptions | 870 | 29266.38 | 8.2453 | 29275.6885 | NewCT1-2 | 9.8315 | 2.3583 | 3.1362 | 13.7398 | 1.9512 | 0.63179 | 5.9617 | 6.3808
1 | 0.93115 | Moderate | 6 | Mid | Mid | Out | Mid | LimitedEE | 871 | 30710.37 | 8.9953 | 30601.4498 | NewCT2-3 | 9.9824 | 2.3945 | 3.2587 | 14.6485 | 2.1435 | 0.86345 | 5.9617 | 7.0094
1 | 1.0666 | Zero | 2 | High | Low | Out | Low | DERBreakthrough | 872 | 28095.27 | 9.1516 | 27962.134 | ESR-4h-13 | 7.0348 | 1.6875 | 3.8782 | 14.7172 | 2.1546 | 0.87686 | 5.9617 | 7.0458
1 | 0.9234 | Zero | 6 | Mid | Low | In | High | AllOptions | 873 | 29266.38 | 8.9953 | 29160.6202 | NewCT2-1 | 7.598 | 1.8225 | 2.7966 | 13.6144 | 1.9265 | 0.602 | 5.9617 | 6.3
1 | 0.8017 | Moderate | 4 | Mid | High | Out | Low | AllOptions | 874 | 29266.38 | 6.3026 | 29595.5759 | ESR-4h-20 | 4.9823 | 1.1951 | 3.5296 | 11.0273 | 1.3534 | 0 | 5.9617 | 4.4259
1 | 1.1598 | Large | 6 | Low | Mid | In | Mid | DERBreakthrough | 875 | 28095.27 | 8.2453 | 28103.9632 | NewCT1-1 | 9.9773 | 2.3933 | 3.1376 | 13.7761 | 1.959 | 0.64108 | 5.9617 | 6.4061
1 | 0.95307 | Moderate | 2 | High | High | In | Low | AllOptions | 876 | 29266.38 | 7.5472 | 29377.2241 | ESR-4h-15 | 12.6337 | 3.0305 | 2.6003 | 13.1779 | 1.835 | 0.49166 | 5.9617 | 6.0006
1 | 1.1563 | Moderate | 2 | Mid | Low | In | Mid | Ref | 877 | 27856.5 | 8.9953 | 27750.0511 | NewCT2-1 | 6.5675 | 1.5753 | 3.8968 | 14.4674 | 2.1015 | 0.81283 | 5.9617 | 6.8721
1 | 0.80841 | Large | 6 | High | Mid | In | Mid | Ref | 878 | 27856.5 | 5.8961 | 28264.5866 | ESR-4h-14 | 4.3067 | 1.0331 | 2.7585 | 9.6876 | 0.97016 | 0 | 5.9617 | 3.1726
1 | 1.1239 | Moderate | 6 | Low | Low | In | Low | AllOptions | 879 | 29266.38 | 8.9953 | 29157.9965 | NewCT2-2 | 8.0633 | 1.9342 | 3.3959 | 14.3253 | 2.0741 | 0.77985 | 5.9617 | 6.7826
1 | 1.0333 | Moderate | 8 | High | High | In | Low | Ref | 880 | 27856.5 | 6.7235 | 28109.3078 | ESR-4h-7 | 5.1707 | 1.2403 | 3.3714 | 11.3352 | 1.4395 | 0.015027 | 5.9617 | 4.7074
1 | 1.2097 | Moderate | 2 | Mid | Mid | In | High | AllOptions | 881 | 29266.38 | 10.8002 | 28911.4141 | ESR-4h-14 | 10.1773 | 2.4412 | 3.5201 | 16.7615 | 2.5905 | 1.4023 | 5.9617 | 8.4714
1 | 0.82099 | Moderate | 8 | High | Low | In | High | DERBreakthrough | 882 | 28095.27 | 7.902 | 28149.449 | ESR-4h-19 | 8.1873 | 1.9639 | 3.4552 | 13.3211 | 1.8606 | 0.52252 | 5.9617 | 6.0844
1 | 1.1562 | Moderate | 4 | Low | Mid | Out | High | Ref | 883 | 27856.5 | 8.2453 | 27857.112 | NewCT1-1 | 6.0461 | 1.4503 | 4.5421 | 14.2377 | 2.0491 | 0.74971 | 5.9617 | 6.7008
1 | 0.91604 | Zero | 4 | Mid | Low | In | High | DERBreakthrough | 884 | 28095.27 | 8.2453 | 28105.1623 | NewCT1-2 | 7.0292 | 1.6861 | 4.0274 | 13.9587 | 1.9927 | 0.68181 | 5.9617 | 6.5166
1 | 1.1798 | Large | 2 | Mid | Low | In | High | AllOptions | 885 | 29266.38 | 12.3114 | 28729.4141 | ESR-4h-18 | 11.2288 | 2.6935 | 3.4479 | 18.4528 | 2.95 | 1.8355 | 5.9617 | 9.6468
1 | 0.83661 | Zero | 4 | Mid | Mid | In | Mid | DERBreakthrough | 886 | 28095.27 | 7.7019 | 28180.9141 | NY-1 | 5.5395 | 1.3288 | 3.9782 | 13.0088 | 1.7914 | 0.43913 | 5.9617 | 5.8581
1 | 1.1872 | Zero | 8 | Mid | High | In | Mid | DERBreakthrough | 887 | 28095.27 | 8.2176 | 28101.143 | ESR-4h-11 | 7.6699 | 1.8398 | 4.1647 | 14.2221 | 2.0479 | 0.74825 | 5.9617 | 6.6969
1 | 0.88344 | Zero | 8 | Mid | Low | In | High | LimitedEE | 888 | 30710.37 | 8.9953 | 30606.5011 | NewCT2-3 | 10.8832 | 2.6106 | 3.8445 | 15.4503 | 2.3104 | 1.0646 | 5.9617 | 7.5553
1 | 1.1437 | Moderate | 6 | Low | Low | In | Mid | LimitedEE | 889 | 30710.37 | 11.8045 | 30232.5741 | ESR-4h-20 | 12.4298 | 2.9815 | 3.2941 | 18.0801 | 2.8717 | 1.7411 | 5.9617 | 9.3909
1 | 0.92721 | Zero | 4 | Low | Mid | Out | High | AllOptions | 890 | 29266.38 | 8.7867 | 29185.0741 | NY-3 | 6.7644 | 1.6226 | 3.5162 | 13.9254 | 1.9885 | 0.67672 | 5.9617 | 6.5028
1 | 0.79174 | Large | 8 | Mid | Mid | In | Low | LimitedEE | 891 | 30710.37 | 8.2453 | 30719.6595 | NewCT1-4 | 7.0642 | 1.6945 | 4.2244 | 14.1642 | 2.0353 | 0.73305 | 5.9617 | 6.6556
1 | 1.0956 | Zero | 4 | Low | Low | In | High | Ref | 892 | 27856.5 | 8.7433 | 27781.5741 | NY-3 | 11.8783 | 2.8493 | 3.1762 | 14.7687 | 2.1694 | 0.89477 | 5.9617 | 7.0944
1 | 0.7681 | Large | 4 | Mid | Mid | In | High | AllOptions | 893 | 29266.38 | 7.5601 | 29375.1102 | ESR-4h-29 | 6.9699 | 1.6719 | 3.0169 | 12.2488 | 1.6354 | 0.25116 | 5.9617 | 5.3481
1 | 0.96099 | Large | 4 | Low | Low | In | Mid | Ref | 894 | 27856.5 | 8.2453 | 27866.3389 | NewCT1-1 | 5.7781 | 1.386 | 3.052 | 12.6833 | 1.7274 | 0.36207 | 5.9617 | 5.649
1 | 0.88161 | Large | 2 | Mid | Low | Out | High | LimitedEE | 895 | 30710.37 | 13.6872 | 30090.37 | NECEC | 9.1415 | 2.1928 | 3.212 | 19.092 | 3.087 | 2.0006 | 5.9617 | 10.0948
1 | 1.0015 | Large | 6 | Low | Mid | In | Low | Ref | 896 | 27856.5 | 7.6468 | 27951.0741 | ESR-4h-9 | 6.769 | 1.6237 | 3.3129 | 12.5834 | 1.7048 | 0.33476 | 5.9617 | 5.5749
1 | 1.0017 | Zero | 2 | Low | Mid | In | Low | AllOptions | 897 | 29266.38 | 9.038 | 29149.2819 | ESR-4h-21 | 6.8554 | 1.6444 | 3.4926 | 14.175 | 2.0416 | 0.74074 | 5.9617 | 6.6765
1 | 0.94833 | Zero | 2 | Low | Mid | Out | Mid | DERBreakthrough | 898 | 28095.27 | 8.2453 | 28104.1447 | NewCT1-1 | 8.6551 | 2.0761 | 2.4348 | 12.7562 | 1.7464 | 0.38488 | 5.9617 | 5.7109
1 | 1.0181 | Moderate | 8 | Mid | Mid | In | High | Ref | 899 | 27856.5 | 7.7903 | 27927.9141 | ESR-4h-12 | 6.4047 | 1.5363 | 3.4651 | 12.7917 | 1.7482 | 0.38702 | 5.9617 | 5.7167
1 | 0.91806 | Large | 4 | High | High | In | Mid | DERBreakthrough | 900 | 28095.27 | 5.6045 | 28562.0751 | ESR-4h-10 | 5.3868 | 1.2921 | 2.8033 | 9.6999 | 0.97338 | 0 | 5.9617 | 3.1831
1 | 0.82686 | Zero | 4 | Mid | High | In | Low | Ref | 901 | 27856.5 | 5.463 | 28351.786 | ESR-4h-21 | 6.4732 | 1.5527 | 2.9946 | 10.0103 | 1.0621 | 0 | 5.9617 | 3.4732
1 | 1.0424 | Moderate | 4 | High | Mid | In | Mid | DERBreakthrough | 902 | 28095.27 | 8.2453 | 28104.0673 | NewCT1-1 | 7.1359 | 1.7117 | 3.3717 | 13.3287 | 1.8627 | 0.52503 | 5.9617 | 6.0912
1 | 1.197 | Zero | 8 | Low | High | In | High | LimitedEE | 903 | 30710.37 | 8.9953 | 30602.7594 | NewCT2-2 | 8.7746 | 2.1048 | 3.2949 | 14.3949 | 2.0894 | 0.79833 | 5.9617 | 6.8327
1 | 1.0966 | Zero | 8 | Low | Mid | In | Mid | Ref | 904 | 27856.5 | 8.2453 | 27857.909 | NewCT1-1 | 5.6207 | 1.3482 | 4.6644 | 14.2579 | 2.0527 | 0.75405 | 5.9617 | 6.7126
1 | 0.97483 | Moderate | 2 | Low | Mid | In | Mid | DERBreakthrough | 905 | 28095.27 | 7.6626 | 28187.5247 | ESR-4h-16 | 6.9964 | 1.6782 | 2.6552 | 11.996 | 1.5838 | 0.18892 | 5.9617 | 5.1792
1 | 0.90956 | Large | 2 | High | High | In | Mid | AllOptions | 906 | 29266.38 | 7.1714 | 29441.0588 | ESR-4h-16 | 7.9167 | 1.899 | 3.2745 | 12.3448 | 1.6544 | 0.27399 | 5.9617 | 5.41
1 | 0.97391 | Moderate | 2 | Low | Mid | Out | Mid | Ref | 907 | 27856.5 | 7.496 | 27976.5029 | ESR-4h-15 | 7.0423 | 1.6893 | 2.2655 | 11.4507 | 1.4702 | 0.052025 | 5.9617 | 4.8078
1 | 1.0161 | Moderate | 8 | High | Mid | In | High | Ref | 908 | 27856.5 | 7.4841 | 27977.7241 | ESR-4h-11 | 5.5088 | 1.3214 | 3.4257 | 12.2312 | 1.6294 | 0.24389 | 5.9617 | 5.3284
1 | 0.86584 | Large | 8 | High | High | In | High | Ref | 909 | 27856.5 | 5.0976 | 28431.1169 | ESR-4h-13 | 5.1952 | 1.2462 | 2.7324 | 9.0762 | 0.79272 | 0 | 5.9617 | 2.5923
1 | 0.90792 | Moderate | 4 | High | High | In | Mid | DERBreakthrough | 910 | 28095.27 | 5.5061 | 28582.8833 | ESR-4h-12 | 5.7562 | 1.3808 | 2.9412 | 9.8281 | 1.0096 | 0 | 5.9617 | 3.3014
1 | 1.0854 | Moderate | 6 | Low | Mid | Out | High | AllOptions | 911 | 29266.38 | 8.816 | 29180.8801 | ESR-4h-15 | 7.4518 | 1.7875 | 2.782 | 13.3855 | 1.878 | 0.54355 | 5.9617 | 6.1414
1 | 1.2001 | Moderate | 4 | Mid | Low | In | Mid | DERBreakthrough | 912 | 28095.27 | 8.4876 | 28058.4141 | ESR-4h-12 | 6.6785 | 1.602 | 3.26 | 13.3496 | 1.8677 | 0.53113 | 5.9617 | 6.1077
1 | 1.001 | Large | 4 | Mid | High | In | Mid | DERBreakthrough | 913 | 28095.27 | 6.4099 | 28405.9245 | ESR-4h-10 | 8.0116 | 1.9217 | 3.2218 | 11.5535 | 1.4867 | 0.071884 | 5.9617 | 4.8616
1 | 0.9838 | Zero | 2 | Low | Low | In | High | LimitedEE | 914 | 30710.37 | 13.6872 | 30090.37 | NECEC | 12.3158 | 2.9542 | 3.2469 | 19.8883 | 3.2558 | 2.2041 | 5.9617 | 10.6469
1 | 0.88425 | Large | 6 | Mid | Low | In | High | AllOptions | 915 | 29266.38 | 8.9429 | 29162.392 | ESR-4h-19 | 9.0682 | 2.1752 | 3.8576 | 14.9757 | 2.2096 | 0.94313 | 5.9617 | 7.2256
1 | 1.1315 | Moderate | 2 | Low | High | Out | High | LimitedEE | 916 | 30710.37 | 10.8115 | 30354.608 | ESR-4h-21 | 9.4184 | 2.2592 | 2.2197 | 15.2904 | 2.2855 | 1.0347 | 5.9617 | 7.474
1 | 1.0218 | Zero | 4 | Mid | High | In | Low | AllOptions | 917 | 29266.38 | 8.2453 | 29268.429 | NewCT1-2 | 7.346 | 1.7621 | 2.9906 | 12.998 | 1.7946 | 0.443 | 5.9617 | 5.8686
1 | 0.9958 | Large | 2 | Low | High | Out | Mid | AllOptions | 918 | 29266.38 | 7.9161 | 29318.5915 | ESR-4h-18 | 6.7593 | 1.6214 | 2.8338 | 12.3712 | 1.6624 | 0.2837 | 5.9617 | 5.4364
1 | 1.2183 | Moderate | 2 | Mid | Low | In | High | AllOptions | 919 | 29266.38 | 12.3114 | 28729.4141 | ESR-4h-18 | 8.3526 | 2.0035 | 4.3024 | 18.6173 | 2.9801 | 1.8718 | 5.9617 | 9.7454
1 | 1.1195 | Zero | 2 | Low | Low | In | Mid | Ref | 920 | 27856.5 | 8.9953 | 27748.1069 | NewCT2-1 | 6.9094 | 1.6574 | 3.1301 | 13.7828 | 1.9604 | 0.64284 | 5.9617 | 6.4108
1 | 0.88629 | Zero | 2 | Mid | Low | In | Low | DERBreakthrough | 921 | 28095.27 | 8.6 | 28043.1774 | NY-3 | 8.4089 | 2.017 | 3.142 | 13.7591 | 1.9553 | 0.63669 | 5.9617 | 6.3941
1 | 1.2247 | Moderate | 2 | Mid | Mid | In | Mid | LimitedEE | 922 | 30710.37 | 13.6872 | 30090.37 | NECEC | 12.366 | 2.9662 | 2.8348 | 19.4882 | 3.1732 | 2.1045 | 5.9617 | 10.3767
1 | 0.90676 | Moderate | 4 | High | Low | In | High | AllOptions | 923 | 29266.38 | 8.9953 | 29157.98 | NewCT2-2 | 8.9374 | 2.1438 | 3.654 | 14.7931 | 2.1719 | 0.89778 | 5.9617 | 7.1026
1 | 1.1658 | Large | 6 | Mid | Mid | In | Low | LimitedEE | 924 | 30710.37 | 10.4018 | 30406.8247 | ESR-4h-15 | 9.5008 | 2.279 | 2.9846 | 15.6653 | 2.3608 | 1.1254 | 5.9617 | 7.7203
1 | 1.015 | Zero | 4 | Mid | Low | In | Mid | DERBreakthrough | 925 | 28095.27 | 8.6 | 28043.1608 | NY-3 | 10.7918 | 2.5886 | 2.738 | 13.9267 | 1.9931 | 0.68228 | 5.9617 | 6.5179
1 | 0.88126 | Moderate | 4 | Mid | Mid | In | Mid | AllOptions | 926 | 29266.38 | 8.2453 | 29275.0996 | NewCT1-2 | 6.3925 | 1.5334 | 3.0799 | 12.8585 | 1.7645 | 0.40671 | 5.9617 | 5.7701
1 | 0.9665 | Moderate | 2 | High | Low | In | Low | AllOptions | 927 | 29266.38 | 10.2963 | 28976.6959 | ESR-4h-20 | 10.3916 | 2.4927 | 3.3983 | 16.1872 | 2.4693 | 1.2562 | 5.9617 | 8.075
1 | 0.98043 | Moderate | 2 | Mid | Mid | In | High | AllOptions | 928 | 29266.38 | 8.9953 | 29160.3887 | NewCT2-1 | 6.0627 | 1.4543 | 4.162 | 14.6115 | 2.1306 | 0.84791 | 5.9617 | 6.9673
1 | 1.0814 | Zero | 2 | Mid | Mid | In | Mid | Ref | 929 | 27856.5 | 8.3013 | 27847.9141 | NewCT1-1 | 11.0548 | 2.6517 | 3.1352 | 14.0882 | 2.0252 | 0.72093 | 5.9617 | 6.6227
1 | 1.1618 | Large | 2 | Low | High | In | Low | Ref | 930 | 27856.5 | 7.9711 | 27900.7299 | ESR-4h-8 | 7.9899 | 1.9165 | 3.0976 | 12.9852 | 1.7913 | 0.43901 | 5.9617 | 5.8578
1 | 0.96389 | Large | 2 | Low | High | Out | Mid | AllOptions | 931 | 29266.38 | 7.7109 | 29350.5741 | ESR-4h-18 | 5.9449 | 1.426 | 2.9506 | 12.0875 | 1.6015 | 0.21033 | 5.9617 | 5.2373
1 | 0.86579 | Large | 8 | Mid | High | In | Low | DERBreakthrough | 932 | 28095.27 | 5.0971 | 28669.8756 | ESR-4h-14 | 6.5959 | 1.5822 | 2.8807 | 9.56 | 0.93214 | 0 | 5.9617 | 3.0482
1 | 0.90384 | Zero | 4 | High | Mid | In | High | Ref | 933 | 27856.5 | 7.6992 | 27942.7866 | ESR-4h-16 | 9.7472 | 2.3381 | 3.0731 | 13.1103 | 1.818 | 0.47119 | 5.9617 | 5.9451
1 | 0.99159 | Zero | 2 | High | Mid | Out | Mid | AllOptions | 934 | 29266.38 | 8.9953 | 29158.8603 | NewCT2-1 | 6.7108 | 1.6097 | 3.6105 | 14.2155 | 2.0496 | 0.7503 | 5.9617 | 6.7024
1 | 0.96009 | Large | 2 | High | Mid | In | High | AllOptions | 935 | 29266.38 | 8.9953 | 29157.005 | NewCT2-1 | 7.0685 | 1.6955 | 3.8992 | 14.59 | 2.1275 | 0.84417 | 5.9617 | 6.9571
1 | 0.91645 | Moderate | 6 | Mid | Mid | In | Mid | AllOptions | 936 | 29266.38 | 8.2453 | 29276.2818 | NewCT1-2 | 6.3641 | 1.5266 | 3.2011 | 12.9729 | 1.7881 | 0.43517 | 5.9617 | 5.8474
1 | 0.98337 | Moderate | 2 | High | High | In | Low | Ref | 937 | 27856.5 | 6.2386 | 28198.7421 | ESR-4h-8 | 8.5348 | 2.0473 | 3.7378 | 12.0236 | 1.5836 | 0.1887 | 5.9617 | 5.1786
1 | 1.0456 | Moderate | 2 | High | Mid | In | Low | AllOptions | 938 | 29266.38 | 9.5479 | 29076.7241 | NewCT2-1 | 11.5498 | 2.7705 | 4.1943 | 16.5127 | 2.5339 | 1.3341 | 5.9617 | 8.2864
1 | 0.90506 | Moderate | 2 | High | Mid | In | Mid | DERBreakthrough | 939 | 28095.27 | 7.1147 | 28279.6448 | ESR-4h-14 | 5.9507 | 1.4274 | 2.495 | 11.0371 | 1.3642 | 0 | 5.9617 | 4.4611
1 | 1.0228 | Large | 2 | High | Low | In | Mid | DERBreakthrough | 940 | 28095.27 | 8.5985 | 28042.3464 | ESR-4h-14 | 7.7575 | 1.8608 | 3.2964 | 13.7557 | 1.9537 | 0.63479 | 5.9617 | 6.389
1 | 0.79113 | Moderate | 8 | Mid | Low | In | Mid | AllOptions | 941 | 29266.38 | 8.2453 | 29274.6978 | NewCT1-2 | 8.3373 | 1.9999 | 2.5601 | 12.8053 | 1.7561 | 0.3966 | 5.9617 | 5.7427
1 | 0.83473 | Moderate | 4 | Mid | Low | Out | High | LimitedEE | 942 | 30710.37 | 10.8706 | 30346.5334 | ESR-4h-28 | 10.888 | 2.6117 | 3.4888 | 16.9711 | 2.6352 | 1.4561 | 5.9617 | 8.6175
1 | 1.171 | Large | 2 | Low | Low | Out | High | DERBreakthrough | 943 | 28095.27 | 8.9953 | 27990.8715 | NewCT2-1 | 8.9515 | 2.1472 | 2.8923 | 14.0348 | 2.0152 | 0.70891 | 5.9617 | 6.5901
1 | 0.78816 | Moderate | 2 | Mid | Mid | In | Low | LimitedEE | 944 | 30710.37 | 11.5381 | 30264.3923 | NewCT2-1 | 9.7445 | 2.3374 | 2.6555 | 16.531 | 2.5464 | 1.3491 | 5.9617 | 8.3272
1 | 0.79436 | Moderate | 4 | High | Low | In | Mid | Ref | 945 | 27856.5 | 7.2773 | 28012.2241 | NY-5 | 9.5635 | 2.294 | 3.3408 | 12.9121 | 1.7744 | 0.41866 | 5.9617 | 5.8026
1 | 1.0621 | Moderate | 8 | Mid | High | Out | Mid | LimitedEE | 946 | 30710.37 | 8.54 | 30666.25 | ESR-4h-15 | 10.375 | 2.4887 | 3.474 | 14.5027 | 2.1113 | 0.82469 | 5.9617 | 6.9043
1 | 0.85034 | Zero | 8 | Mid | Mid | In | High | Ref | 947 | 27856.5 | 7.1 | 28044.0925 | NY-1 | 7.1817 | 1.7227 | 3.1993 | 12.022 | 1.5862 | 0.19189 | 5.9617 | 5.1873
1 | 0.76842 | Zero | 4 | High | Mid | In | Low | Ref | 948 | 27856.5 | 7.0369 | 28053.8484 | ESR-4h-19 | 5.9481 | 1.4268 | 2.5289 | 10.9926 | 1.351 | 0 | 5.9617 | 4.418
1 | 1.1201 | Zero | 2 | Mid | Low | In | Mid | Ref | 949 | 27856.5 | 8.9953 | 27746.1221 | NewCT2-1 | 9.2301 | 2.214 | 3.6578 | 14.8671 | 2.1876 | 0.9167 | 5.9617 | 7.1539
1 | 1.1804 | Large | 6 | Low | Low | In | Low | Ref | 950 | 27856.5 | 8.2453 | 27865.1663 | NewCT1-2 | 7.6475 | 1.8344 | 3.413 | 13.4927 | 1.8973 | 0.56672 | 5.9617 | 6.2043
1 | 1.1255 | Moderate | 2 | Low | Low | In | Mid | DERBreakthrough | 951 | 28095.27 | 8.9953 | 27990.8715 | NewCT2-1 | 6.2142 | 1.4906 | 2.7997 | 13.2856 | 1.8567 | 0.51786 | 5.9617 | 6.0717
1 | 1.1547 | Zero | 4 | Mid | High | In | Mid | AllOptions | 952 | 29266.38 | 8.2453 | 29274.3143 | NewCT1-2 | 6.9709 | 1.6721 | 2.8389 | 12.7563 | 1.7441 | 0.38219 | 5.9617 | 5.7036
1 | 0.99849 | Moderate | 6 | Mid | Mid | In | Low | AllOptions | 953 | 29266.38 | 8.2453 | 29267.8319 | NewCT1-3 | 6.826 | 1.6374 | 4.0118 | 13.8945 | 1.9792 | 0.66548 | 5.9617 | 6.4723
1 | 1.095 | Moderate | 8 | Low | High | In | Mid | Ref | 954 | 27856.5 | 7.3222 | 28006.1558 | ESR-4h-10 | 7.8847 | 1.8913 | 3.4311 | 12.6446 | 1.7171 | 0.34962 | 5.9617 | 5.6152
1 | 1.0625 | Zero | 4 | High | Low | In | High | Ref | 955 | 27856.5 | 8.7216 | 27784.891 | ESR-4h-12 | 9.6433 | 2.3131 | 3.0892 | 14.1239 | 2.033 | 0.73038 | 5.9617 | 6.6484
1 | 0.79153 | Moderate | 6 | High | Low | In | Low | Ref | 956 | 27856.5 | 7.2773 | 28012.2241 | NY-5 | 7.3426 | 1.7613 | 3.0317 | 12.0702 | 1.5974 | 0.20537 | 5.9617 | 5.2238
1 | 0.95301 | Zero | 2 | Low | High | In | Low | LimitedEE | 957 | 30710.37 | 9.7643 | 30491.0741 | NY-4 | 13.0529 | 3.131 | 3.4254 | 16.3207 | 2.4975 | 1.2901 | 5.9617 | 8.1672
1 | 0.98579 | Large | 2 | High | Low | Out | Low | Ref | 958 | 27856.5 | 8.2453 | 27866.342 | NewCT1-1 | 9.2027 | 2.2075 | 2.6968 | 13.1496 | 1.8284 | 0.48375 | 5.9617 | 5.9792
1 | 1.0973 | Moderate | 4 | Low | Low | Out | Mid | Ref | 959 | 27856.5 | 8.2453 | 27866.0719 | NewCT1-2 | 6.9684 | 1.6715 | 2.708 | 12.6248 | 1.717 | 0.34942 | 5.9617 | 5.6147
1 | 0.79342 | Zero | 6 | Mid | Low | In | Mid | Ref | 960 | 27856.5 | 7.4739 | 27979.4141 | ESR-4h-25 | 5.7236 | 1.3729 | 2.3423 | 11.1891 | 1.4095 | 0 | 5.9617 | 4.6093
1 | 1.0464 | Large | 8 | High | Low | In | High | DERBreakthrough | 961 | 28095.27 | 8.2453 | 28104.6658 | NewCT1-3 | 5.3588 | 1.2854 | 3.6685 | 13.1992 | 1.8335 | 0.4899 | 5.9617 | 5.9959
1 | 1.2249 | Large | 6 | Low | High | In | High | LimitedEE | 962 | 30710.37 | 8.9953 | 30607.0322 | NewCT2-2 | 7.5633 | 1.8142 | 3.4058 | 14.2153 | 2.0507 | 0.75164 | 5.9617 | 6.706
1 | 1.1336 | Zero | 4 | Mid | Low | Out | Low | LimitedEE | 963 | 30710.37 | 13.6872 | 30090.37 | NECEC | 12.8161 | 3.0742 | 3.1668 | 19.9282 | 3.2647 | 2.2148 | 5.9617 | 10.6761
1 | 1.191 | Large | 8 | Low | Low | In | Low | Ref | 964 | 27856.5 | 8.2544 | 27856.2402 | ESR-4h-8 | 5.8914 | 1.4132 | 3.4727 | 13.1403 | 1.8221 | 0.47617 | 5.9617 | 5.9586
1 | 1.2269 | Moderate | 6 | Low | High | In | High | Ref | 965 | 27856.5 | 8.2453 | 27857.5324 | NewCT1-3 | 6.7461 | 1.6182 | 3.3541 | 13.2176 | 1.8392 | 0.49674 | 5.9617 | 6.0144
1 | 0.83997 | Large | 2 | Mid | High | In | Low | DERBreakthrough | 966 | 28095.27 | 4.965 | 28698.0741 | ESR-4h-14 | 5.4983 | 1.3189 | 4.1063 | 10.3902 | 1.1639 | 0 | 5.9617 | 3.8063
1 | 0.88558 | Zero | 8 | Mid | Mid | In | High | Ref | 967 | 27856.5 | 7.4496 | 27984.1428 | ESR-4h-18 | 5.6099 | 1.3457 | 2.9072 | 11.7025 | 1.5201 | 0.11212 | 5.9617 | 4.9708
1 | 1.1286 | Moderate | 2 | Mid | Low | Out | Low | AllOptions | 968 | 29266.38 | 12.3114 | 28729.4141 | ESR-4h-18 | 11.0777 | 2.6572 | 2.3513 | 17.3199 | 2.7156 | 1.553 | 5.9617 | 8.8804
1 | 1.2279 | Large | 4 | Mid | Mid | In | Low | LimitedEE | 969 | 30710.37 | 12.1297 | 30194.5925 | ESR-4h-19 | 8.7142 | 2.0903 | 2.8155 | 17.0355 | 2.6526 | 1.4771 | 5.9617 | 8.6745
1 | 1.147 | Moderate | 2 | Low | High | In | Mid | LimitedEE | 970 | 30710.37 | 11.0244 | 30327.4385 | ESR-4h-21 | 9.9528 | 2.3874 | 3.6188 | 17.0306 | 2.6471 | 1.4705 | 5.9617 | 8.6564
1 | 0.78516 | Moderate | 8 | High | Low | In | Low | AllOptions | 971 | 29266.38 | 8.2453 | 29274.2114 | NewCT1-2 | 7.7835 | 1.867 | 1.9901 | 12.1024 | 1.6101 | 0.22061 | 5.9617 | 5.2652
1 | 0.99319 | Zero | 4 | High | Low | Out | High | LimitedEE | 972 | 30710.37 | 12.7287 | 30126.2263 | ESR-4h-25 | 14.2544 | 3.4192 | 3.3859 | 19.5338 | 3.1798 | 2.1124 | 5.9617 | 10.3983
1 | 1.1157 | Moderate | 8 | Mid | Mid | In | High | AllOptions | 973 | 29266.38 | 8.2453 | 29275.5823 | NewCT1-4 | 6.772 | 1.6244 | 3.0448 | 12.9145 | 1.7766 | 0.42128 | 5.9617 | 5.8097
1 | 0.89127 | Large | 2 | High | Mid | In | Low | LimitedEE | 974 | 30710.37 | 12.2281 | 30183.0062 | ESR-4h-26 | 6.4342 | 1.5434 | 3.4828 | 17.2543 | 2.6954 | 1.5286 | 5.9617 | 8.8142
1 | 0.79981 | Zero | 6 | High | Low | In | High | AllOptions | 975 | 29266.38 | 8.2453 | 29268.765 | NewCT1-3 | 4.8643 | 1.1668 | 1.9915 | 11.4036 | 1.4617 | 0.041817 | 5.9617 | 4.7801
1 | 1.031 | Moderate | 2 | High | High | In | Low | DERBreakthrough | 976 | 28095.27 | 6.7011 | 28352.2784 | ESR-4h-8 | 5.9868 | 1.4361 | 2.6134 | 10.7506 | 1.2801 | 0 | 5.9617 | 4.186
1 | 0.9175 | Zero | 4 | High | Low | In | Low | DERBreakthrough | 977 | 28095.27 | 8.2453 | 28105.1055 | NewCT1-2 | 8.6824 | 2.0827 | 3.3537 | 13.6816 | 1.9377 | 0.61544 | 5.9617 | 6.3365
1 | 1.0495 | Moderate | 2 | High | High | In | High | AllOptions | 978 | 29266.38 | 8.2453 | 29275.6614 | NewCT1-1 | 8.8964 | 2.134 | 4.0274 | 14.4067 | 2.0878 | 0.79641 | 5.9617 | 6.8275
1 | 1.0723 | Large | 4 | Low | Low | In | Mid | AllOptions | 979 | 29266.38 | 9.2228 | 29123.113 | ESR-4h-17 | 7.0543 | 1.6921 | 2.9825 | 13.8974 | 1.9856 | 0.67315 | 5.9617 | 6.4931
1 | 0.83976 | Large | 2 | High | Mid | In | Low | DERBreakthrough | 980 | 28095.27 | 6.7817 | 28336.7241 | ESR-4h-14 | 5.6757 | 1.3614 | 2.2913 | 10.4345 | 1.1907 | 0 | 5.9617 | 3.8937
1 | 0.90037 | Zero | 8 | High | Mid | In | Low | Ref | 981 | 27856.5 | 7.6518 | 27950.2763 | ESR-4h-17 | 8.4938 | 2.0374 | 3.409 | 13.0983 | 1.8135 | 0.46584 | 5.9617 | 5.9306
1 | 1.185 | Large | 6 | Low | Low | In | Mid | DERBreakthrough | 982 | 28095.27 | 8.2453 | 28103.9214 | NewCT1-3 | 6.8766 | 1.6495 | 3.5708 | 13.4656 | 1.8906 | 0.55873 | 5.9617 | 6.1826
1 | 0.94567 | Moderate | 6 | Low | Mid | In | High | LimitedEE | 983 | 30710.37 | 8.9953 | 30599.1124 | NewCT2-3 | 7.3821 | 1.7708 | 2.7538 | 13.5199 | 1.9067 | 0.5781 | 5.9617 | 6.2352
1 | 0.96331 | Large | 6 | Low | Low | In | High | LimitedEE | 984 | 30710.37 | 10.2438 | 30427.3741 | ESR-4h-23 | 6.9546 | 1.6682 | 3.2197 | 15.1317 | 2.2462 | 0.98733 | 5.9617 | 7.3455
1 | 1.0317 | Large | 2 | Mid | High | In | High | LimitedEE | 985 | 30710.37 | 9.6154 | 30511.4141 | ESR-4h-20 | 7.5314 | 1.8066 | 2.4858 | 13.9078 | 1.9905 | 0.67916 | 5.9617 | 6.5094
1 | 0.87414 | Large | 2 | High | High | In | Mid | AllOptions | 986 | 29266.38 | 6.8672 | 29492.7241 | ESR-4h-16 | 5.2122 | 1.2503 | 4.5257 | 12.6432 | 1.7107 | 0.34189 | 5.9617 | 5.5943
1 | 1.2056 | Moderate | 2 | Mid | Mid | Out | Low | AllOptions | 987 | 29266.38 | 10.8002 | 28911.4141 | ESR-4h-14 | 10.4465 | 2.5058 | 3.6529 | 16.9589 | 2.6317 | 1.4519 | 5.9617 | 8.606
1 | 0.92543 | Large | 8 | High | Mid | In | Mid | Ref | 988 | 27856.5 | 6.9221 | 28074.0146 | ESR-4h-12 | 7.0523 | 1.6916 | 3.017 | 11.6307 | 1.5042 | 0.093016 | 5.9617 | 4.919
1 | 0.97021 | Moderate | 6 | High | High | In | High | DERBreakthrough | 989 | 28095.27 | 6.1108 | 28462.3696 | ESR-4h-10 | 6.3245 | 1.5171 | 2.8768 | 10.5047 | 1.2066 | 0 | 5.9617 | 3.9458
1 | 0.76488 | Zero | 4 | High | High | Out | Mid | Ref | 990 | 27856.5 | 5.4162 | 28361.7762 | ESR-2h-3 | 6.1128 | 1.4663 | 2.6753 | 9.5578 | 0.93308 | 0 | 5.9617 | 3.0513
1 | 1.0791 | Moderate | 2 | Low | Low | In | High | DERBreakthrough | 991 | 28095.27 | 8.9953 | 27993.0243 | NewCT2-1 | 8.6147 | 2.0664 | 2.1197 | 13.1814 | 1.8384 | 0.49579 | 5.9617 | 6.0118
1 | 1.1487 | Large | 6 | Mid | Low | In | High | DERBreakthrough | 992 | 28095.27 | 8.2453 | 28099.0229 | NewCT1-3 | 8.3576 | 2.0048 | 4.1237 | 14.3737 | 2.0803 | 0.78732 | 5.9617 | 6.8029
1 | 0.8206 | Large | 6 | High | Mid | Out | Low | DERBreakthrough | 993 | 28095.27 | 6.561 | 28377.2511 | ESR-4h-15 | 7.4789 | 1.794 | 3.5532 | 11.9082 | 1.5601 | 0.1604 | 5.9617 | 5.1018
1 | 0.80668 | Zero | 2 | High | Mid | Out | High | LimitedEE | 994 | 30710.37 | 12.2281 | 30183.0062 | NY-5 | 12.1754 | 2.9205 | 4.8284 | 19.977 | 3.2658 | 2.2161 | 5.9617 | 10.6796
1 | 0.98707 | Large | 4 | Low | Low | In | Mid | DERBreakthrough | 995 | 28095.27 | 8.2453 | 28098.6002 | NewCT1-2 | 6.5089 | 1.5613 | 2.5095 | 12.3161 | 1.6525 | 0.27179 | 5.9617 | 5.404
1 | 1.0966 | Zero | 4 | Mid | Low | In | High | Ref | 996 | 27856.5 | 8.9016 | 27758.4141 | NY-3 | 9.5621 | 2.2937 | 3.3809 | 14.5762 | 2.1274 | 0.84412 | 5.9617 | 6.957
1 | 1.2314 | Zero | 2 | Low | Low | In | Mid | DERBreakthrough | 997 | 28095.27 | 9.7704 | 27875.809 | ESR-4h-9 | 10.5254 | 2.5247 | 2.8472 | 15.1424 | 2.2506 | 0.99258 | 5.9617 | 7.3598
1 | 1.1888 | Moderate | 4 | Mid | Mid | In | High | Ref | 998 | 27856.5 | 8.2331 | 27859.9931 | ESR-4h-12 | 10.1154 | 2.4264 | 3.4631 | 14.1226 | 2.0307 | 0.72752 | 5.9617 | 6.6406
1 | 1.0175 | Zero | 6 | High | Mid | In | High | Ref | 999 | 27856.5 | 8.2453 | 27863.7858 | NewCT1-1 | 7.3706 | 1.768 | 4.3078 | 14.321 | 2.0681 | 0.77261 | 5.9617 | 6.7629
1 | 0.8909 | Zero | 6 | Mid | High | In | High | DERBreakthrough | 1000 | 28095.27 | 6.5132 | 28386.3034 | ESR-4h-15 | 4.2095 | 1.0097 | 3.2247 | 10.7476 | 1.2745 | 0 | 5.9617 | 4.1679
1 | 0.95582 | Zero | 6 | Mid | Low | Out | Mid | DERBreakthrough | 1001 | 28095.27 | 8.2453 | 28104.6231 | NewCT1-3 | 9.6233 | 2.3084 | 2.6605 | 13.2141 | 1.8423 | 0.50052 | 5.9617 | 6.0247
1 | 0.9851 | Large | 4 | Low | High | In | Low | Ref | 1002 | 27856.5 | 6.2554 | 28194.8243 | ESR-4h-10 | 4.2004 | 1.0075 | 2.5797 | 9.8427 | 1.0166 | 0 | 5.9617 | 3.3243
1 | 1.1041 | Moderate | 4 | Mid | Mid | In | Low | Ref | 1003 | 27856.5 | 7.7903 | 27927.9141 | ESR-4h-12 | 8.1149 | 1.9465 | 3.692 | 13.4289 | 1.8821 | 0.54851 | 5.9617 | 6.1549
1 | 1.0026 | Moderate | 6 | Low | High | In | Low | DERBreakthrough | 1004 | 28095.27 | 6.4256 | 28401.5255 | ESR-4h-13 | 7.8817 | 1.8906 | 2.7167 | 11.0328 | 1.3613 | 0 | 5.9617 | 4.4515
1 | 1.1576 | Large | 8 | Mid | Mid | Out | Low | AllOptions | 1005 | 29266.38 | 8.2453 | 29275.5823 | NewCT1-4 | 8.7725 | 2.1043 | 2.8036 | 13.1532 | 1.8286 | 0.48396 | 5.9617 | 5.9797
1 | 0.96592 | Large | 6 | High | Mid | In | Low | AllOptions | 1006 | 29266.38 | 8.2453 | 29276.2525 | NewCT1-3 | 8.2118 | 1.9698 | 3.1836 | 13.3986 | 1.8786 | 0.54419 | 5.9617 | 6.1432
1 | 1.1155 | Zero | 4 | Mid | High | In | High | DERBreakthrough | 1007 | 28095.27 | 7.521 | 28211.4151 | ESR-4h-13 | 8.4508 | 2.0271 | 3.2797 | 12.8278 | 1.7569 | 0.39751 | 5.9617 | 5.7452
1 | 1.1328 | Moderate | 2 | Low | Mid | In | High | Ref | 1008 | 27856.5 | 8.2453 | 27857.112 | NewCT1-1 | 8.0042 | 1.92 | 3.0484 | 13.2137 | 1.8401 | 0.49779 | 5.9617 | 6.0173
1 | 1.102 | Large | 2 | Low | Mid | In | High | Ref | 1009 | 27856.5 | 7.8859 | 27913.3489 | ESR-4h-9 | 7.3744 | 1.7689 | 2.3796 | 12.0344 | 1.5935 | 0.20059 | 5.9617 | 5.2109
1 | 0.88218 | Large | 8 | Mid | High | In | High | Ref | 1010 | 27856.5 | 5.2561 | 28395.4444 | ESR-4h-12 | 6.0617 | 1.454 | 2.8036 | 9.5137 | 0.9193 | 0 | 5.9617 | 3.0062
1 | 0.78646 | Large | 8 | Mid | Low | Out | Mid | AllOptions | 1011 | 29266.38 | 8.2453 | 29274.6978 | NewCT1-2 | 6.9064 | 1.6566 | 2.3079 | 12.2098 | 1.6311 | 0.24596 | 5.9617 | 5.334
1 | 1.0343 | Large | 4 | Low | Mid | Out | Low | Ref | 1012 | 27856.5 | 7.6468 | 27951.0741 | ESR-4h-9 | 7.9333 | 1.903 | 3.8073 | 13.3571 | 1.8663 | 0.52937 | 5.9617 | 6.103
1 | 1.1454 | Large | 6 | Mid | Mid | In | Mid | AllOptions | 1013 | 29266.38 | 8.9953 | 29163.2372 | NewCT2-1 | 7.9359 | 1.9036 | 3.672 | 14.5708 | 2.1247 | 0.8408 | 5.9617 | 6.948
1 | 1.0356 | Large | 4 | Mid | Mid | In | High | Ref | 1014 | 27856.5 | 7.7903 | 27927.9141 | ESR-4h-12 | 5.7916 | 1.3892 | 3.757 | 12.9366 | 1.7773 | 0.42212 | 5.9617 | 5.812
1 | 1.2021 | Zero | 4 | Low | High | In | Mid | DERBreakthrough | 1015 | 28095.27 | 8.362 | 28078.1364 | ESR-4h-7 | 5.7291 | 1.3743 | 3.8829 | 13.6192 | 1.9215 | 0.59591 | 5.9617 | 6.2835
1 | 0.88244 | Zero | 8 | Mid | Low | In | Mid | DERBreakthrough | 1016 | 28095.27 | 8.2453 | 28104.3822 | NewCT1-2 | 9.4222 | 2.2601 | 2.7613 | 13.2667 | 1.8529 | 0.51328 | 5.9617 | 6.0593
1 | 0.80239 | Large | 4 | Mid | Mid | In | Mid | AllOptions | 1017 | 29266.38 | 7.953 | 29311.9141 | ESR-4h-26 | 5.9454 | 1.4261 | 3.1788 | 12.5579 | 1.7001 | 0.32914 | 5.9617 | 5.5597
1 | 0.88465 | Zero | 8 | Mid | Mid | In | Low | Ref | 1018 | 27856.5 | 7.4369 | 27986.2202 | ESR-4h-18 | 7.2577 | 1.7409 | 3.4748 | 12.6526 | 1.7186 | 0.35139 | 5.9617 | 5.62
1 | 1.1984 | Large | 8 | Mid | Mid | In | Low | DERBreakthrough | 1019 | 28095.27 | 8.3262 | 28083.7881 | ESR-4h-4 | 7.6813 | 1.8425 | 3.874 | 14.0427 | 2.0114 | 0.70433 | 5.9617 | 6.5777
1 | 1.1901 | Moderate | 6 | Mid | Mid | In | Low | LimitedEE | 1020 | 30710.37 | 10.5178 | 30391.4141 | ESR-4h-14 | 10.4426 | 2.5049 | 2.3618 | 15.3845 | 2.3047 | 1.0578 | 5.9617 | 7.5367
1 | 1.1985 | Moderate | 4 | Low | Mid | In | High | LimitedEE | 1021 | 30710.37 | 11.8679 | 30225.0741 | ESR-4h-21 | 11.7062 | 2.808 | 2.5766 | 17.2524 | 2.7 | 1.5342 | 5.9617 | 8.8294
1 | 0.78238 | Moderate | 4 | Mid | Low | In | High | DERBreakthrough | 1022 | 28095.27 | 7.2665 | 28253.3199 | ESR-4h-22 | 5.1339 | 1.2315 | 3.2751 | 11.7731 | 1.533 | 0.12771 | 5.9617 | 5.0131
1 | 1.2127 | Moderate | 4 | Mid | High | In | Mid | LimitedEE | 1023 | 30710.37 | 9.2389 | 30563.9141 | NewCT2-2 | 9.296 | 2.2298 | 3.5394 | 15.0081 | 2.2182 | 0.95357 | 5.9617 | 7.2539
1 | 0.96017 | Moderate | 8 | Mid | Mid | In | Low | AllOptions | 1024 | 29266.38 | 8.2453 | 29275.4001 | NewCT1-3 | 6.4876 | 1.5562 | 3.7236 | 13.525 | 1.9024 | 0.5729 | 5.9617 | 6.2211
1 | 0.86843 | Large | 6 | Mid | High | In | Mid | AllOptions | 1025 | 29266.38 | 6.6528 | 29531.4246 | ESR-4h-18 | 7.0575 | 1.6929 | 3.213 | 11.5587 | 1.4878 | 0.073277 | 5.9617 | 4.8654
1 | 0.90105 | Moderate | 4 | Mid | Mid | In | Low | LimitedEE | 1026 | 30710.37 | 9.2193 | 30567.2313 | ESR-4h-24 | 10.6679 | 2.5589 | 3.2489 | 15.0271 | 2.2239 | 0.96037 | 5.9617 | 7.2724
1 | 1.1452 | Moderate | 8 | Low | High | In | Mid | LimitedEE | 1027 | 30710.37 | 8.9953 | 30599.9607 | NewCT2-1 | 8.6511 | 2.0751 | 3.5796 | 14.6501 | 2.142 | 0.86169 | 5.9617 | 7.0047
1 | 1.1366 | Zero | 2 | Low | High | In | Mid | LimitedEE | 1028 | 30710.37 | 10.8814 | 30345.6964 | ESR-4h-21 | 9.6952 | 2.3256 | 3.4452 | 16.6522 | 2.5677 | 1.3748 | 5.9617 | 8.3969
1 | 0.99627 | Zero | 6 | Mid | Mid | Out | High | LimitedEE | 1029 | 30710.37 | 8.9953 | 30602.4858 | NewCT2-3 | 6.524 | 1.5649 | 3.2901 | 13.8503 | 1.9739 | 0.65904 | 5.9617 | 6.4548
1 | 1.0995 | Zero | 4 | Low | High | Out | Mid | AllOptions | 1030 | 29266.38 | 8.2453 | 29275.2459 | NewCT1-2 | 9.6886 | 2.324 | 2.6614 | 13.2307 | 1.8458 | 0.50476 | 5.9617 | 6.0362
1 | 1.0976 | Large | 6 | Low | High | Out | Mid | LimitedEE | 1031 | 30710.37 | 8.9953 | 30606.5948 | NewCT2-1 | 7.4477 | 1.7865 | 3.3408 | 14.1225 | 2.0314 | 0.72834 | 5.9617 | 6.6428
1 | 1.0308 | Large | 8 | High | High | In | Low | AllOptions | 1032 | 29266.38 | 8.2453 | 29267.4547 | NewCT1-1 | 6.8614 | 1.6459 | 3.9737 | 13.8648 | 1.9731 | 0.65814 | 5.9617 | 6.4524
1 | 0.97308 | Large | 2 | High | Low | In | High | Ref | 1033 | 27856.5 | 8.2453 | 27866.342 | NewCT1-1 | 5.2113 | 1.25 | 3.9473 | 13.4427 | 1.8836 | 0.55032 | 5.9617 | 6.1598
1 | 0.84149 | Zero | 4 | Mid | Mid | In | Low | AllOptions | 1034 | 29266.38 | 8.2453 | 29269.918 | NewCT1-2 | 7.9822 | 1.9147 | 2.7057 | 12.8657 | 1.7681 | 0.41108 | 5.9617 | 5.782
1 | 1.1692 | Zero | 4 | Mid | High | In | High | DERBreakthrough | 1035 | 28095.27 | 8.0426 | 28128.2518 | ESR-4h-11 | 9.524 | 2.2845 | 3.1944 | 13.5216 | 1.9046 | 0.57557 | 5.9617 | 6.2283
1 | 1.0693 | Zero | 2 | High | High | In | Low | Ref | 1036 | 27856.5 | 7.0726 | 28048.3342 | ESR-4h-11 | 8.6307 | 2.0703 | 2.428 | 11.5709 | 1.4948 | 0.081676 | 5.9617 | 4.8882
1 | 0.86148 | Moderate | 4 | High | High | In | Mid | Ref | 1037 | 27856.5 | 5.4162 | 28361.7762 | ESR-2h-2 | 7.4136 | 1.7783 | 2.9934 | 10.1879 | 1.1137 | 0 | 5.9617 | 3.642
1 | 1.1084 | Large | 6 | Low | High | Out | Low | LimitedEE | 1038 | 30710.37 | 8.9953 | 30599.9607 | NewCT2-2 | 7.6618 | 1.8378 | 4.0773 | 14.9104 | 2.1945 | 0.92496 | 5.9617 | 7.1763
1 | 0.78708 | Moderate | 8 | Mid | Low | In | Mid | LimitedEE | 1039 | 30710.37 | 8.9953 | 30606.8622 | NewCT2-1 | 7.2336 | 1.7351 | 3.0792 | 13.8096 | 1.9664 | 0.65005 | 5.9617 | 6.4304
1 | 1.1063 | Zero | 4 | Mid | Low | In | High | LimitedEE | 1040 | 30710.37 | 13.6872 | 30090.37 | NECEC | 9.1636 | 2.1981 | 3.0661 | 18.9514 | 3.0579 | 1.9656 | 5.9617 | 9.9999
1 | 0.93209 | Zero | 4 | Low | Low | In | Low | AllOptions | 1041 | 29266.38 | 8.9953 | 29158.0764 | NewCT2-2 | 6.6868 | 1.604 | 4.4618 | 15.0611 | 2.2243 | 0.9609 | 5.9617 | 7.2738
1 | 0.79558 | Large | 6 | Mid | Mid | In | High | LimitedEE | 1042 | 30710.37 | 8.8733 | 30616.6755 | ESR-4h-28 | 9.353 | 2.2435 | 4.1525 | 15.2694 | 2.2703 | 1.0163 | 5.9617 | 7.4241
1 | 1.1317 | Moderate | 8 | Mid | Mid | In | Mid | Ref | 1043 | 27856.5 | 7.7903 | 27927.9141 | ESR-4h-12 | 7.7734 | 1.8646 | 2.5684 | 12.2233 | 1.6325 | 0.24766 | 5.9617 | 5.3386
1 | 1.0017 | Zero | 4 | Mid | High | Out | Low | LimitedEE | 1044 | 30710.37 | 8.9953 | 30607.6055 | NewCT2-2 | 7.7962 | 1.8701 | 2.8598 | 13.7251 | 1.9497 | 0.62991 | 5.9617 | 6.3757
1 | 1.1018 | Large | 8 | Mid | High | In | Low | AllOptions | 1045 | 29266.38 | 8.2453 | 29276.283 | NewCT1-1 | 11.3711 | 2.7276 | 3.0744 | 14.0472 | 2.0169 | 0.71087 | 5.9617 | 6.5954
1 | 0.76742 | Large | 2 | Mid | Low | In | High | AllOptions | 1046 | 29266.38 | 8.4411 | 29236.5334 | ESR-4h-28 | 9.4065 | 2.2564 | 3.3211 | 14.0185 | 2.0094 | 0.70186 | 5.9617 | 6.571
1 | 0.83526 | Moderate | 6 | Mid | High | Out | High | Ref | 1047 | 27856.5 | 5.2433 | 28398.0741 | NY-3 | 3.3969 | 0.81481 | 3.3521 | 9.4102 | 0.88502 | 0 | 5.9617 | 2.8941
1 | 1.0448 | Large | 2 | High | Low | In | Mid | Ref | 1048 | 27856.5 | 8.5086 | 27816.9377 | ESR-4h-12 | 9.2999 | 2.2308 | 2.6091 | 13.3485 | 1.8711 | 0.53523 | 5.9617 | 6.1189
1 | 0.87641 | Large | 8 | High | Mid | Out | High | Ref | 1049 | 27856.5 | 6.4732 | 28154.8311 | ESR-4h-13 | 5.9493 | 1.4271 | 2.3569 | 10.2572 | 1.1387 | 0 | 5.9617 | 3.7237
1 | 1.0038 | Zero | 6 | High | Low | Out | High | AllOptions | 1050 | 29266.38 | 8.9953 | 29161.4587 | NewCT2-2 | 9.7967 | 2.3499 | 3.1541 | 14.4993 | 2.1124 | 0.82599 | 5.9617 | 6.9078
1 | 1.0153 | Zero | 8 | Low | Low | In | High | Ref | 1051 | 27856.5 | 8.2453 | 27864.7621 | NewCT1-3 | 8.0466 | 1.9302 | 2.8388 | 13.0143 | 1.7989 | 0.44818 | 5.9617 | 5.8827
1 | 1.1868 | Large | 4 | Low | Mid | In | Low | LimitedEE | 1052 | 30710.37 | 11.8679 | 30225.0741 | ESR-4h-21 | 10.0584 | 2.4127 | 3.2924 | 17.573 | 2.7641 | 1.6114 | 5.9617 | 9.0389
1 | 1.0427 | Large | 8 | Low | Low | In | High | AllOptions | 1053 | 29266.38 | 8.8687 | 29173.0741 | ESR-4h-17 | 8.0956 | 1.9419 | 4.5124 | 15.323 | 2.2796 | 1.0276 | 5.9617 | 7.4547
1 | 1.0682 | Moderate | 6 | Low | Mid | Out | Mid | AllOptions | 1054 | 29266.38 | 8.7909 | 29184.4594 | ESR-4h-16 | 8.9666 | 2.1508 | 3.0217 | 13.9635 | 1.9994 | 0.68979 | 5.9617 | 6.5382
1 | 0.86057 | Zero | 8 | Mid | Mid | Out | Mid | DERBreakthrough | 1055 | 28095.27 | 7.7019 | 28180.9141 | ESR-4h-21 | 7.416 | 1.7789 | 4.1002 | 13.581 | 1.9121 | 0.58467 | 5.9617 | 6.253
1 | 0.87936 | Large | 8 | Mid | High | Out | Low | DERBreakthrough | 1056 | 28095.27 | 5.2288 | 28641.7645 | ESR-4h-14 | 3.7849 | 0.90789 | 3.359 | 9.4956 | 0.90978 | 0 | 5.9617 | 2.9751
1 | 1.0783 | Zero | 2 | Low | High | Out | High | LimitedEE | 1057 | 30710.37 | 10.0842 | 30448.8453 | ESR-4h-23 | 5.8141 | 1.3946 | 4.0599 | 15.5387 | 2.3279 | 1.0858 | 5.9617 | 7.6127
1 | 1.1113 | Moderate | 4 | Low | High | Out | Mid | AllOptions | 1058 | 29266.38 | 8.2453 | 29276.177 | NewCT1-1 | 5.9476 | 1.4266 | 3.1437 | 12.8156 | 1.755 | 0.3953 | 5.9617 | 5.7392
1 | 0.97102 | Large | 8 | Low | Mid | Out | Low | AllOptions | 1059 | 29266.38 | 8.2453 | 29274.4754 | NewCT1-3 | 6.7072 | 1.6089 | 2.9838 | 12.8379 | 1.7607 | 0.4021 | 5.9617 | 5.7576
1 | 1.0063 | Zero | 8 | Low | Low | In | High | Ref | 1060 | 27856.5 | 8.2453 | 27864.7621 | NewCT1-3 | 7.6511 | 1.8353 | 2.4764 | 12.557 | 1.7039 | 0.33364 | 5.9617 | 5.5719
1 | 1.2166 | Moderate | 4 | Mid | High | In | Low | LimitedEE | 1061 | 30710.37 | 9.2389 | 30563.9141 | NewCT2-2 | 11.3947 | 2.7333 | 3.5448 | 15.5169 | 2.3262 | 1.0837 | 5.9617 | 7.607
1 | 0.79249 | Moderate | 8 | High | High | In | Low | AllOptions | 1062 | 29266.38 | 6.1767 | 29619.9429 | ESR-4h-19 | 7.1561 | 1.7165 | 3.2185 | 11.1117 | 1.3803 | 0 | 5.9617 | 4.5139
1 | 0.81634 | Zero | 6 | Mid | Low | In | High | LimitedEE | 1063 | 30710.37 | 9.2481 | 30562.6102 | NewCT2-3 | 8.6082 | 2.0649 | 4.4766 | 15.7895 | 2.3789 | 1.1472 | 5.9617 | 7.7792
1 | 1.1193 | Zero | 2 | Mid | High | In | High | LimitedEE | 1064 | 30710.37 | 10.6457 | 30375.6288 | ESR-4h-19 | 8.1012 | 1.9433 | 3.8833 | 16.4722 | 2.5271 | 1.3258 | 5.9617 | 8.264
1 | 0.79254 | Zero | 8 | High | Low | In | Mid | Ref | 1065 | 27856.5 | 7.4338 | 27986.6439 | ESR-4h-24 | 7.7472 | 1.8583 | 2.5784 | 11.8705 | 1.5576 | 0.15733 | 5.9617 | 5.0935
1 | 0.77526 | Large | 2 | Mid | Low | In | Low | DERBreakthrough | 1066 | 28095.27 | 7.1493 | 28273.2993 | ESR-4h-22 | 5.3008 | 1.2715 | 2.8977 | 11.3185 | 1.4386 | 0.013957 | 5.9617 | 4.7045
1 | 0.82342 | Zero | 8 | High | Low | In | Mid | Ref | 1067 | 27856.5 | 7.9419 | 27904.0666 | ESR-4h-21 | 7.3651 | 1.7667 | 3.9324 | 13.641 | 1.9258 | 0.60115 | 5.9617 | 6.2977
1 | 1.1507 | Zero | 4 | Mid | Mid | Out | High | Ref | 1068 | 27856.5 | 8.2453 | 27857.4589 | NewCT1-2 | 6.6326 | 1.591 | 3.4636 | 13.2999 | 1.856 | 0.51705 | 5.9617 | 6.0695
1 | 0.84881 | Zero | 2 | Mid | Low | In | Low | Ref | 1069 | 27856.5 | 8.2453 | 27864.6325 | NewCT1-1 | 10.8621 | 2.6055 | 3.6095 | 14.4603 | 2.1015 | 0.81293 | 5.9617 | 6.8724
1 | 0.91185 | Large | 2 | Mid | High | In | High | AllOptions | 1070 | 29266.38 | 7.2002 | 29435.3971 | ESR-4h-17 | 5.9269 | 1.4217 | 2.4377 | 11.0596 | 1.3712 | 0 | 5.9617 | 4.4839
1 | 0.94196 | Zero | 2 | High | Mid | In | High | Ref | 1071 | 27856.5 | 8.0504 | 27886.7241 | NY-2 | 8.4447 | 2.0256 | 2.2817 | 12.3577 | 1.6626 | 0.28397 | 5.9617 | 5.4371
1 | 0.87396 | Large | 4 | High | High | In | Mid | AllOptions | 1072 | 29266.38 | 6.8672 | 29492.7241 | ESR-4h-16 | 4.8235 | 1.157 | 3.4483 | 11.4725 | 1.4682 | 0.049646 | 5.9617 | 4.8013
1 | 0.76677 | Zero | 8 | Mid | High | In | High | Ref | 1073 | 27856.5 | 5.371 | 28371.056 | ESR-4h-17 | 8.9241 | 2.1406 | 3.0446 | 10.5563 | 1.2203 | 0 | 5.9617 | 3.9906
1 | 1.2292 | Moderate | 8 | Mid | High | In | Mid | LimitedEE | 1074 | 30710.37 | 8.9953 | 30602.1738 | NewCT2-1 | 6.9083 | 1.6571 | 2.646 | 13.2983 | 1.8603 | 0.52216 | 5.9617 | 6.0834
1 | 1.2075 | Moderate | 6 | Mid | Mid | In | Mid | Ref | 1075 | 27856.5 | 8.4146 | 27830.956 | ESR-4h-4 | 8.5258 | 2.0451 | 3.6987 | 14.1584 | 2.037 | 0.7351 | 5.9617 | 6.6612
1 | 1.0213 | Moderate | 2 | Mid | Low | Out | Mid | DERBreakthrough | 1076 | 28095.27 | 8.6111 | 28039.9141 | ESR-4h-15 | 7.1896 | 1.7246 | 3.7205 | 14.0562 | 2.0151 | 0.7088 | 5.9617 | 6.5898
1 | 0.81428 | Large | 2 | Mid | Low | In | Low | DERBreakthrough | 1077 | 28095.27 | 7.7914 | 28167.0274 | ESR-4h-20 | 7.7111 | 1.8497 | 3.5444 | 13.1855 | 1.8313 | 0.48724 | 5.9617 | 5.9886
1 | 0.85549 | Zero | 2 | Mid | High | In | Mid | LimitedEE | 1078 | 30710.37 | 8.9953 | 30604.6516 | NewCT2-1 | 8.9817 | 2.1545 | 3.3792 | 14.5289 | 2.1174 | 0.83205 | 5.9617 | 6.9242
1 | 0.86193 | Moderate | 6 | Mid | Mid | Out | Low | AllOptions | 1079 | 29266.38 | 8.2453 | 29275.0996 | NewCT1-2 | 8.1416 | 1.9529 | 3.5855 | 13.7837 | 1.9581 | 0.64 | 5.9617 | 6.4031
1 | 0.94068 | Large | 2 | Low | Low | In | High | LimitedEE | 1080 | 30710.37 | 13.6872 | 30090.37 | NECEC | 12.4565 | 2.988 | 4.2999 | 20.975 | 3.4806 | 2.475 | 5.9617 | 11.3821
1 | 0.89143 | Large | 2 | High | Low | In | Mid | AllOptions | 1081 | 29266.38 | 9.061 | 29145.8093 | ESR-4h-22 | 6.4667 | 1.5512 | 3.6452 | 14.2574 | 2.0583 | 0.76078 | 5.9617 | 6.7309
1 | 0.85931 | Large | 4 | Mid | Low | Out | Low | AllOptions | 1082 | 29266.38 | 8.5324 | 29222.9763 | ESR-4h-24 | 6.8161 | 1.635 | 2.2819 | 12.4492 | 1.6821 | 0.30738 | 5.9617 | 5.5006
1 | 0.7741 | Large | 6 | Mid | Mid | In | High | Ref | 1083 | 27856.5 | 5.4635 | 28351.5663 | ESR-4h-16 | 5.3395 | 1.2808 | 4.0676 | 10.8119 | 1.2868 | 0 | 5.9617 | 4.2079
1 | 1.0846 | Large | 2 | Low | Mid | In | Mid | DERBreakthrough | 1084 | 28095.27 | 8.2453 | 28104.8271 | NewCT1-1 | 6.934 | 1.6633 | 3.0376 | 12.9462 | 1.7833 | 0.42942 | 5.9617 | 5.8318
1 | 0.90207 | Large | 2 | Mid | High | Out | Low | DERBreakthrough | 1085 | 28095.27 | 5.4493 | 28594.557 | ESR-4h-11 | 5.4563 | 1.3088 | 2.9796 | 9.7377 | 0.98302 | 0 | 5.9617 | 3.2146
1 | 1.0048 | Zero | 8 | Mid | High | In | Low | LimitedEE | 1086 | 30710.37 | 8.6 | 30658.2683 | NY-3 | 5.6755 | 1.3614 | 3.5035 | 13.4648 | 1.8908 | 0.55898 | 5.9617 | 6.1833
1 | 0.97353 | Large | 2 | Low | Low | In | Low | Ref | 1087 | 27856.5 | 8.2453 | 27866.3389 | NewCT1-1 | 10.223 | 2.4522 | 3.545 | 14.2424 | 2.0557 | 0.75764 | 5.9617 | 6.7223
1 | 1.0204 | Zero | 4 | Mid | High | Out | Low | DERBreakthrough | 1088 | 28095.27 | 6.7976 | 28333.9141 | ESR-4h-14 | 5.6462 | 1.3544 | 2.3935 | 10.5454 | 1.2221 | 0 | 5.9617 | 3.9966
1 | 1.175 | Large | 2 | Low | Mid | In | Low | Ref | 1089 | 27856.5 | 8.2453 | 27857.112 | NewCT1-1 | 8.1586 | 1.957 | 2.8487 | 13.051 | 1.8066 | 0.45752 | 5.9617 | 5.908
1 | 1.0417 | Moderate | 8 | High | High | In | Mid | AllOptions | 1090 | 29266.38 | 8.2453 | 29275.6614 | NewCT1-1 | 10.0325 | 2.4065 | 3.1187 | 13.7705 | 1.9579 | 0.63976 | 5.9617 | 6.4025
1 | 1.1621 | Zero | 6 | Mid | High | In | Mid | AllOptions | 1091 | 29266.38 | 8.2453 | 29274.3143 | NewCT1-2 | 6.5665 | 1.5751 | 3.2697 | 13.0901 | 1.8126 | 0.46469 | 5.9617 | 5.9274
1 | 0.99602 | Moderate | 8 | Low | Low | In | Mid | Ref | 1092 | 27856.5 | 8.2453 | 27859.0924 | NewCT1-2 | 6.7155 | 1.6109 | 3.2156 | 13.0717 | 1.809 | 0.46034 | 5.9617 | 5.9157
1 | 0.9051 | Moderate | 2 | Mid | High | In | High | Ref | 1093 | 27856.5 | 5.4786 | 28348.8573 | ESR-4h-12 | 7.117 | 1.7072 | 2.7934 | 9.9792 | 1.0546 | 0 | 5.9617 | 3.4487
1 | 0.96615 | Zero | 8 | High | Low | In | Low | DERBreakthrough | 1094 | 28095.27 | 8.2453 | 28103.876 | NewCT1-3 | 9.1107 | 2.1854 | 3.5301 | 13.9608 | 1.996 | 0.68568 | 5.9617 | 6.5271
1 | 1.0343 | Large | 4 | Mid | High | In | High | LimitedEE | 1095 | 30710.37 | 8.9953 | 30604.3581 | NewCT2-1 | 7.366 | 1.7669 | 3.9396 | 14.7018 | 2.151 | 0.8725 | 5.9617 | 7.034
1 | 0.95862 | Large | 6 | Mid | Mid | In | Low | AllOptions | 1096 | 29266.38 | 8.2453 | 29275.4001 | NewCT1-3 | 9.3455 | 2.2417 | 3.4358 | 13.9228 | 1.9884 | 0.6766 | 5.9617 | 6.5024
1 | 0.94131 | Large | 8 | High | Mid | Out | High | Ref | 1097 | 27856.5 | 7.11 | 28041.8107 | ESR-4h-12 | 5.549 | 1.331 | 3.0009 | 11.442 | 1.4642 | 0.044848 | 5.9617 | 4.7883
1 | 0.91059 | Moderate | 6 | Mid | Low | Out | High | LimitedEE | 1098 | 30710.37 | 9.3762 | 30544.824 | ESR-4h-23 | 8.349 | 2.0027 | 2.2638 | 13.6427 | 1.9355 | 0.61283 | 5.9617 | 6.3294
1 | 0.79014 | Moderate | 4 | Mid | High | In | High | AllOptions | 1099 | 29266.38 | 6.1445 | 29626.0641 | ESR-4h-20 | 4.8409 | 1.1612 | 2.7051 | 10.0108 | 1.0645 | 0 | 5.9617 | 3.4809
1 | 1.1116 | Moderate | 8 | Low | High | In | Low | AllOptions | 1100 | 29266.38 | 8.2453 | 29276.177 | NewCT1-1 | 5.8297 | 1.3984 | 3.9471 | 13.5907 | 1.9151 | 0.58821 | 5.9617 | 6.2626
1 | 0.83297 | Moderate | 6 | Mid | High | In | Mid | Ref | 1101 | 27856.5 | 5.2433 | 28398.0741 | NY-3 | 6.5346 | 1.5675 | 2.1778 | 8.9886 | 0.77152 | 0 | 5.9617 | 2.523
1 | 1.1719 | Moderate | 2 | Low | High | In | High | Ref | 1102 | 27856.5 | 8.0688 | 27885.4929 | ESR-4h-8 | 6.6141 | 1.5865 | 4.0743 | 13.7296 | 1.9438 | 0.62287 | 5.9617 | 6.3566
1 | 1.1356 | Moderate | 6 | Low | Mid | In | Mid | DERBreakthrough | 1103 | 28095.27 | 8.2453 | 28103.9632 | NewCT1-1 | 6.6628 | 1.5982 | 2.8748 | 12.7183 | 1.7359 | 0.37223 | 5.9617 | 5.6766
1 | 1.0299 | Zero | 2 | Low | Low | In | Low | LimitedEE | 1104 | 30710.37 | 13.6872 | 30090.37 | NECEC | 12.3867 | 2.9712 | 2.3975 | 19.0559 | 3.0838 | 1.9968 | 5.9617 | 10.0846
1 | 0.87667 | Moderate | 8 | Mid | High | In | Low | Ref | 1105 | 27856.5 | 5.2433 | 28398.0741 | ESR-4h-14 | 5.0634 | 1.2146 | 2.9282 | 9.3861 | 0.88126 | 0 | 5.9617 | 2.8818
1 | 0.7974 | Zero | 2 | Mid | Mid | In | Low | DERBreakthrough | 1106 | 28095.27 | 7.5137 | 28212.1554 | ESR-4h-20 | 7.4266 | 1.7814 | 3.231 | 12.5261 | 1.6931 | 0.32065 | 5.9617 | 5.5366
1 | 0.91282 | Zero | 4 | Mid | Mid | In | Mid | DERBreakthrough | 1107 | 28095.27 | 7.822 | 28161.7191 | ESR-4h-18 | 7.2651 | 1.7427 | 3.7987 | 13.3634 | 1.8677 | 0.53105 | 5.9617 | 6.1075
1 | 0.78111 | Large | 2 | High | Low | In | High | DERBreakthrough | 1108 | 28095.27 | 7.2457 | 28256.761 | ESR-4h-20 | 7.9702 | 1.9118 | 2.8293 | 11.9868 | 1.5808 | 0.18538 | 5.9617 | 5.1696
1 | 1.1465 | Zero | 6 | Low | Low | In | Low | Ref | 1109 | 27856.5 | 8.2453 | 27860.5267 | NewCT1-3 | 8.2421 | 1.977 | 3.2274 | 13.4497 | 1.8892 | 0.55697 | 5.9617 | 6.1779
1 | 1.0343 | Zero | 2 | Low | Mid | In | Mid | LimitedEE | 1110 | 30710.37 | 12.9206 | 30104.5741 | ESR-4h-28 | 8.3783 | 2.0097 | 3.7496 | 18.6799 | 2.9965 | 1.8915 | 5.9617 | 9.7989
1 | 0.88282 | Zero | 4 | Mid | Mid | In | High | Ref | 1111 | 27856.5 | 7.4118 | 27990.3168 | ESR-4h-18 | 6.9243 | 1.6609 | 2.7735 | 11.8463 | 1.5513 | 0.14982 | 5.9617 | 5.0731
1 | 1.2102 | Zero | 2 | Mid | High | In | Mid | AllOptions | 1112 | 29266.38 | 8.9953 | 29154.8119 | NewCT2-1 | 11.8651 | 2.8461 | 2.2356 | 14.077 | 2.0278 | 0.72412 | 5.9617 | 6.6314
1 | 1.0535 | Moderate | 4 | Low | Low | Out | Low | DERBreakthrough | 1113 | 28095.27 | 8.3347 | 28081.5741 | NewCT1-2 | 6.7953 | 1.63 | 2.9525 | 12.9172 | 1.7777 | 0.4226 | 5.9617 | 5.8132
1 | 0.94734 | Moderate | 6 | High | Mid | In | Mid | DERBreakthrough | 1114 | 28095.27 | 7.4555 | 28221.2241 | ESR-4h-13 | 7.0575 | 1.6929 | 2.2191 | 11.3675 | 1.4528 | 0.031046 | 5.9617 | 4.7508
1 | 0.98808 | Large | 4 | Low | High | In | Low | DERBreakthrough | 1115 | 28095.27 | 6.2843 | 28429.39 | ESR-4h-12 | 5.1672 | 1.2395 | 3.0854 | 10.6091 | 1.2354 | 0 | 5.9617 | 4.0398
1 | 1.0715 | Zero | 4 | Low | High | In | High | Ref | 1116 | 27856.5 | 7.094 | 28045.0743 | ESR-4h-15 | 8.5261 | 2.0452 | 1.9866 | 11.1258 | 1.3939 | 0 | 5.9617 | 4.5581
1 | 0.93463 | Zero | 4 | Low | Mid | In | Mid | AllOptions | 1117 | 29266.38 | 8.7867 | 29185.0741 | NY-3 | 5.8617 | 1.406 | 3.3654 | 13.5581 | 1.9114 | 0.58377 | 5.9617 | 6.2506
1 | 1.1109 | Moderate | 6 | Mid | Low | In | Low | Ref | 1118 | 27856.5 | 8.2453 | 27866.3742 | NewCT1-2 | 9.6593 | 2.317 | 2.816 | 13.3782 | 1.8763 | 0.54145 | 5.9617 | 6.1357
1 | 1.1689 | Zero | 8 | Low | Low | In | High | LimitedEE | 1119 | 30710.37 | 10.2817 | 30422.0741 | NY-5 | 10.3484 | 2.4823 | 3.5024 | 16.2663 | 2.4855 | 1.2757 | 5.9617 | 8.128
1 | 0.76646 | Moderate | 4 | Mid | Mid | In | Low | AllOptions | 1120 | 29266.38 | 7.5601 | 29375.1102 | ESR-4h-29 | 7.3561 | 1.7645 | 2.4535 | 11.7781 | 1.5386 | 0.13453 | 5.9617 | 5.0316
1 | 0.87139 | Zero | 2 | High | High | In | Low | DERBreakthrough | 1121 | 28095.27 | 6.2822 | 28429.1107 | ESR-4h-14 | 8.1163 | 1.9469 | 3.2615 | 11.4906 | 1.4731 | 0.055532 | 5.9617 | 4.8173
1 | 1.1865 | Large | 2 | Mid | High | In | Mid | LimitedEE | 1122 | 30710.37 | 11.2581 | 30298.4141 | ESR-4h-18 | 14.6064 | 3.5037 | 3.2771 | 18.0389 | 2.863 | 1.7307 | 5.9617 | 9.3626
1 | 1.136 | Zero | 6 | Low | High | In | Low | Ref | 1123 | 27856.5 | 7.7199 | 27939.9182 | ESR-4h-13 | 6.52 | 1.564 | 2.7433 | 12.0271 | 1.5899 | 0.19628 | 5.9617 | 5.1992
1 | 1.212 | Moderate | 8 | Low | Mid | In | High | LimitedEE | 1124 | 30710.37 | 8.9953 | 30608.2088 | NewCT2-4 | 5.5397 | 1.3288 | 4.1856 | 14.5097 | 2.1088 | 0.8217 | 5.9617 | 6.8961
1 | 1.0355 | Moderate | 2 | Mid | High | In | Mid | LimitedEE | 1125 | 30710.37 | 9.6154 | 30511.4141 | ESR-4h-20 | 8.1917 | 1.9649 | 3.7636 | 15.3439 | 2.2883 | 1.038 | 5.9617 | 7.4829
1 | 0.79925 | Moderate | 2 | High | Mid | Out | High | LimitedEE | 1126 | 30710.37 | 12.2281 | 30183.0062 | NewCT2-1 | 11.9762 | 2.8727 | 4.3596 | 19.4605 | 3.1588 | 2.0871 | 5.9617 | 10.3296
1 | 1.2173 | Moderate | 2 | Mid | High | In | High | Ref | 1127 | 27856.5 | 8.51 | 27816.7637 | ESR-4h-4 | 7.131 | 1.7105 | 1.9401 | 12.1607 | 1.6227 | 0.23586 | 5.9617 | 5.3066
1 | 0.89792 | Zero | 4 | Mid | High | In | Low | AllOptions | 1128 | 29266.38 | 7.8 | 29337.7839 | NY-2 | 10.6408 | 2.5524 | 4.4114 | 14.7638 | 2.1615 | 0.8852 | 5.9617 | 7.0684
1 | 0.99794 | Large | 2 | Mid | Mid | In | Mid | LimitedEE | 1129 | 30710.37 | 12.8213 | 30115.642 | ESR-4h-27 | 10.5753 | 2.5367 | 3.0946 | 18.4526 | 2.9519 | 1.8378 | 5.9617 | 9.6531
1 | 0.7788 | Large | 4 | High | High | Out | Low | DERBreakthrough | 1130 | 28095.27 | 5.186 | 28649.9717 | ESR-4h-14 | 4.0474 | 0.97086 | 3.1858 | 9.3427 | 0.86669 | 0 | 5.9617 | 2.8342
1 | 1.0891 | Moderate | 4 | Low | Mid | In | Mid | LimitedEE | 1131 | 30710.37 | 11.8679 | 30225.0741 | ESR-4h-21 | 12.5982 | 3.0219 | 2.5836 | 17.4734 | 2.7469 | 1.5907 | 5.9617 | 8.9827
1 | 0.89583 | Zero | 8 | Mid | Mid | Out | Low | LimitedEE | 1132 | 30710.37 | 8.9953 | 30606.1787 | NewCT2-2 | 5.4111 | 1.298 | 3.126 | 13.4192 | 1.8832 | 0.54984 | 5.9617 | 6.1585
1 | 0.85011 | Large | 4 | Mid | Mid | Out | Low | LimitedEE | 1133 | 30710.37 | 8.9953 | 30608.3356 | NewCT2-2 | 8.4809 | 2.0343 | 3.6551 | 14.6848 | 2.1489 | 0.87006 | 5.9617 | 7.0274
1 | 1.0868 | Moderate | 8 | Mid | Mid | In | High | DERBreakthrough | 1134 | 28095.27 | 8.2453 | 28105.1395 | NewCT1-1 | 7.9845 | 1.9153 | 2.8222 | 12.9827 | 1.7923 | 0.44023 | 5.9617 | 5.8611
1 | 0.92182 | Large | 4 | Mid | Mid | In | Low | Ref | 1135 | 27856.5 | 7.0219 | 28056.0193 | ESR-4h-14 | 6.9553 | 1.6684 | 2.7652 | 11.4555 | 1.4684 | 0.049899 | 5.9617 | 4.802
1 | 0.8982 | Moderate | 2 | Mid | Low | In | High | DERBreakthrough | 1136 | 28095.27 | 8.2453 | 28103.5956 | NewCT1-1 | 5.5177 | 1.3235 | 4.0928 | 13.6616 | 1.9293 | 0.60536 | 5.9617 | 6.3091
1 | 0.99694 | Large | 2 | High | High | Out | Mid | LimitedEE | 1137 | 30710.37 | 8.9953 | 30603.7133 | NewCT2-1 | 6.2855 | 1.5077 | 2.8835 | 13.3865 | 1.8777 | 0.5431 | 5.9617 | 6.1402
1 | 0.86669 | Zero | 2 | High | Mid | In | High | LimitedEE | 1138 | 30710.37 | 12.2281 | 30183.0062 | ESR-4h-26 | 9.6805 | 2.3221 | 4.1502 | 18.7004 | 2.9986 | 1.8941 | 5.9617 | 9.8058
1 | 0.97278 | Moderate | 2 | Low | High | In | Mid | LimitedEE | 1139 | 30710.37 | 8.9953 | 30602.4208 | NewCT2-1 | 6.8011 | 1.6314 | 3.9332 | 14.5599 | 2.1209 | 0.83624 | 5.9617 | 6.9356
1 | 0.97938 | Zero | 6 | High | Low | In | High | LimitedEE | 1140 | 30710.37 | 10.5082 | 30392.9639 | ESR-4h-19 | 10.1435 | 2.4331 | 3.9693 | 16.9107 | 2.6197 | 1.4374 | 5.9617 | 8.5668
1 | 0.8031 | Zero | 8 | High | High | In | High | Ref | 1141 | 27856.5 | 5.4162 | 28361.3119 | ESR-2h-8 | 6.8678 | 1.6474 | 2.9089 | 9.9726 | 1.0518 | 0 | 5.9617 | 3.4395
1 | 1.0677 | Large | 8 | Low | Low | In | Low | LimitedEE | 1142 | 30710.37 | 9.1657 | 30575.1043 | ESR-4h-17 | 10.5636 | 2.5339 | 3.2229 | 14.9225 | 2.2018 | 0.93379 | 5.9617 | 7.2003
1 | 1.2353 | Moderate | 2 | Mid | High | In | High | Ref | 1143 | 27856.5 | 8.6843 | 27790.7998 | ESR-4h-3 | 9.074 | 2.1766 | 3.2459 | 14.1068 | 2.0285 | 0.72494 | 5.9617 | 6.6336
1 | 0.78993 | Zero | 2 | High | Low | In | High | AllOptions | 1144 | 29266.38 | 8.9953 | 29160.146 | NewCT2-1 | 8.0682 | 1.9353 | 3.2102 | 14.1408 | 2.036 | 0.7339 | 5.9617 | 6.6579
1 | 0.80509 | Large | 4 | Mid | High | In | Low | Ref | 1145 | 27856.5 | 4.5078 | 28566.6955 | ESR-4h-14 | 4.0967 | 0.98268 | 3.8009 | 9.2914 | 0.84707 | 0 | 5.9617 | 2.7701
1 | 0.94407 | Moderate | 4 | Mid | Low | In | High | Ref | 1146 | 27856.5 | 8.2453 | 27866.3892 | NewCT1-1 | 9.6873 | 2.3237 | 3.8372 | 14.4062 | 2.0888 | 0.79757 | 5.9617 | 6.8307
1 | 1.0045 | Large | 6 | Low | Mid | In | Mid | Ref | 1147 | 27856.5 | 7.6468 | 27951.0741 | ESR-4h-9 | 6.9767 | 1.6735 | 3.1752 | 12.4955 | 1.6869 | 0.3132 | 5.9617 | 5.5164
1 | 1.2005 | Moderate | 2 | Mid | Low | Out | Low | DERBreakthrough | 1148 | 28095.27 | 8.9953 | 27989.5789 | NewCT2-1 | 13.5664 | 3.2542 | 3.9714 | 16.2209 | 2.4732 | 1.2609 | 5.9617 | 8.0879
1 | 0.90914 | Zero | 4 | Mid | High | In | High | LimitedEE | 1149 | 30710.37 | 8.9953 | 30603.2686 | NewCT2-1 | 10.0069 | 2.4004 | 3.2879 | 14.6835 | 2.1507 | 0.87222 | 5.9617 | 7.0332
1 | 1.1758 | Zero | 8 | Low | High | In | Mid | AllOptions | 1150 | 29266.38 | 8.2453 | 29269.229 | NewCT1-2 | 6.2762 | 1.5055 | 3.6341 | 13.3849 | 1.8731 | 0.53764 | 5.9617 | 6.1254
1 | 1.2318 | Zero | 2 | Low | Mid | Out | Low | AllOptions | 1151 | 29266.38 | 10.7678 | 28916.0167 | ESR-4h-16 | 11.5037 | 2.7594 | 3.1216 | 16.6488 | 2.5688 | 1.3761 | 5.9617 | 8.4005
1 | 1.052 | Zero | 2 | Mid | Mid | Out | Mid | AllOptions | 1152 | 29266.38 | 9.7254 | 29053.1414 | ESR-4h-17 | 9.6953 | 2.3256 | 3.5284 | 15.5794 | 2.3396 | 1.0998 | 5.9617 | 7.6507
1 | 1.1517 | Moderate | 8 | Mid | High | In | Mid | AllOptions | 1153 | 29266.38 | 8.2453 | 29276.283 | NewCT1-1 | 8.7108 | 2.0895 | 2.514 | 12.8487 | 1.7656 | 0.40803 | 5.9617 | 5.7737
1 | 1.0193 | Moderate | 4 | Mid | High | In | Mid | AllOptions | 1154 | 29266.38 | 8.2005 | 29274.3147 | ESR-4h-16 | 8.3271 | 1.9974 | 3.1666 | 13.3646 | 1.8714 | 0.5356 | 5.9617 | 6.1198
1 | 0.98984 | Zero | 4 | Low | Mid | Out | Mid | Ref | 1155 | 27856.5 | 8.1836 | 27866.2077 | ESR-4h-18 | 7.7827 | 1.8669 | 2.9941 | 13.0445 | 1.8044 | 0.45487 | 5.9617 | 5.9008
1 | 1.0888 | Large | 2 | Low | High | In | Mid | LimitedEE | 1156 | 30710.37 | 10.2281 | 30429.1336 | ESR-4h-22 | 9.8687 | 2.3672 | 4.3316 | 16.9269 | 2.6211 | 1.4391 | 5.9617 | 8.5714
1 | 1.136 | Zero | 2 | Low | Low | Out | Mid | Ref | 1157 | 27856.5 | 8.9953 | 27748.1069 | NewCT2-1 | 7.4045 | 1.7761 | 2.6555 | 13.427 | 1.8875 | 0.555 | 5.9617 | 6.1725
1 | 0.96234 | Zero | 8 | Mid | High | Out | Mid | AllOptions | 1158 | 29266.38 | 8.2453 | 29273.7614 | NewCT1-1 | 6.9919 | 1.6771 | 3.4591 | 13.3815 | 1.8734 | 0.53796 | 5.9617 | 6.1262
1 | 1.1782 | Zero | 4 | Mid | Mid | In | High | Ref | 1159 | 27856.5 | 8.2453 | 27857.4589 | NewCT1-2 | 7.5185 | 1.8035 | 3.7725 | 13.8213 | 1.965 | 0.64835 | 5.9617 | 6.4258
1 | 0.992 | Large | 4 | Mid | Low | In | Low | DERBreakthrough | 1160 | 28095.27 | 8.2453 | 28100.5562 | NewCT1-2 | 5.4525 | 1.3079 | 3.8762 | 13.4293 | 1.8812 | 0.54739 | 5.9617 | 6.1518
1 | 1.0793 | Large | 4 | Mid | Low | Out | High | AllOptions | 1161 | 29266.38 | 9.3115 | 29110.5107 | ESR-4h-15 | 5.9164 | 1.4192 | 3.173 | 13.9037 | 1.9858 | 0.67347 | 5.9617 | 6.494
1 | 0.97451 | Moderate | 2 | Mid | Mid | In | Mid | LimitedEE | 1162 | 30710.37 | 12.3641 | 30167.6486 | ESR-4h-27 | 9.4808 | 2.2742 | 2.748 | 17.3863 | 2.7275 | 1.5673 | 5.9617 | 8.9193
1 | 1.1575 | Moderate | 2 | Mid | High | Out | Low | AllOptions | 1163 | 29266.38 | 8.2453 | 29276.283 | NewCT1-1 | 7.547 | 1.8103 | 3.0128 | 13.0684 | 1.8094 | 0.46086 | 5.9617 | 5.9171
1 | 1.0843 | Moderate | 6 | Mid | Mid | In | High | Ref | 1164 | 27856.5 | 7.7903 | 27927.9141 | ESR-4h-12 | 8.5739 | 2.0566 | 3.3277 | 13.1746 | 1.8302 | 0.48591 | 5.9617 | 5.985
1 | 1.0562 | Moderate | 4 | Low | High | In | High | Ref | 1165 | 27856.5 | 6.9457 | 28070.374 | ESR-4h-10 | 5.746 | 1.3783 | 3.4665 | 11.7905 | 1.5356 | 0.13088 | 5.9617 | 5.0217
1 | 0.86133 | Large | 4 | Mid | Low | Out | Low | Ref | 1166 | 27856.5 | 7.4136 | 27989.4141 | ESR-4h-18 | 7.74 | 1.8566 | 3.3179 | 12.5881 | 1.7058 | 0.33592 | 5.9617 | 5.5781
1 | 0.92943 | Moderate | 2 | Mid | Mid | In | Low | AllOptions | 1167 | 29266.38 | 8.9953 | 29160.3887 | NewCT2-1 | 8.8991 | 2.1346 | 4.477 | 15.6069 | 2.3401 | 1.1005 | 5.9617 | 7.6525
1 | 0.88621 | Moderate | 4 | High | Low | In | Mid | Ref | 1168 | 27856.5 | 7.4582 | 27982.6957 | ESR-4h-17 | 9.5061 | 2.2802 | 2.6566 | 12.3951 | 1.6685 | 0.291 | 5.9617 | 5.4562
1 | 1.0073 | Moderate | 6 | High | Low | In | Mid | DERBreakthrough | 1169 | 28095.27 | 8.2453 | 28103.1539 | NewCT1-2 | 11.6414 | 2.7924 | 4.3935 | 15.4312 | 2.3033 | 1.0561 | 5.9617 | 7.532
1 | 1.0717 | Zero | 8 | High | Low | In | High | AllOptions | 1170 | 29266.38 | 8.9953 | 29163.9796 | NewCT2-2 | 8.499 | 2.0387 | 4.1443 | 15.1782 | 2.251 | 0.99301 | 5.9617 | 7.361
1 | 1.145 | Moderate | 2 | Low | Mid | In | Low | DERBreakthrough | 1171 | 28095.27 | 8.2453 | 28103.9632 | NewCT1-1 | 5.994 | 1.4378 | 2.8671 | 12.5502 | 1.7002 | 0.32926 | 5.9617 | 5.56
1 | 0.825 | Zero | 8 | Mid | High | In | Low | Ref | 1172 | 27856.5 | 5.4247 | 28359.8698 | ESR-4h-21 | 5.7901 | 1.3889 | 3.6815 | 10.4951 | 1.1977 | 0 | 5.9617 | 3.9166
1 | 0.89844 | Zero | 6 | Mid | Mid | In | Low | DERBreakthrough | 1173 | 28095.27 | 7.8 | 28166.5078 | NY-2 | 6.2944 | 1.5098 | 3.3996 | 12.7095 | 1.7311 | 0.36643 | 5.9617 | 5.6608
1 | 1.0062 | Large | 2 | High | High | In | Mid | LimitedEE | 1174 | 30710.37 | 9.0982 | 30584.5927 | ESR-4h-20 | 8.7125 | 2.0899 | 3.164 | 14.3521 | 2.0811 | 0.78826 | 5.9617 | 6.8054
1 | 0.9844 | Large | 6 | Low | High | In | High | DERBreakthrough | 1175 | 28095.27 | 6.2485 | 28436.1314 | ESR-4h-12 | 4.9176 | 1.1796 | 4.3917 | 11.8198 | 1.5367 | 0.13214 | 5.9617 | 5.0251
1 | 0.85506 | Zero | 2 | Mid | High | In | High | LimitedEE | 1176 | 30710.37 | 8.9953 | 30604.6516 | NewCT2-1 | 11.2058 | 2.688 | 3.1679 | 14.8511 | 2.187 | 0.9159 | 5.9617 | 7.1517
1 | 0.87634 | Large | 6 | Mid | Mid | In | High | DERBreakthrough | 1177 | 28095.27 | 6.7526 | 28342.9439 | ESR-4h-16 | 5.5247 | 1.3252 | 3.6896 | 11.7674 | 1.5295 | 0.12345 | 5.9617 | 5.0016
1 | 1.1248 | Large | 8 | Low | Low | In | High | AllOptions | 1178 | 29266.38 | 8.9953 | 29157.9965 | NewCT2-1 | 8.9536 | 2.1477 | 2.4687 | 13.6116 | 1.9278 | 0.60351 | 5.9617 | 6.3041
1 | 0.98466 | Zero | 2 | Mid | Low | In | Mid | LimitedEE | 1179 | 30710.37 | 13.6872 | 30090.37 | NECEC | 9.5726 | 2.2962 | 3.5116 | 19.4949 | 3.1708 | 2.1016 | 5.9617 | 10.369
1 | 0.86516 | Zero | 4 | High | High | Out | Mid | Ref | 1180 | 27856.5 | 5.4162 | 28361.3119 | ESR-2h-8 | 5.3341 | 1.2795 | 3.1891 | 9.8849 | 1.0242 | 0 | 5.9617 | 3.3492
1 | 0.96841 | Zero | 8 | Mid | High | In | High | DERBreakthrough | 1181 | 28095.27 | 6.7976 | 28333.9141 | ESR-4h-14 | 6.4472 | 1.5465 | 4.138 | 12.4821 | 1.6787 | 0.30329 | 5.9617 | 5.4895
1 | 1.193 | Zero | 2 | Mid | Low | In | High | AllOptions | 1182 | 29266.38 | 12.3114 | 28729.4141 | ESR-4h-18 | 7.7859 | 1.8676 | 2.5663 | 16.7453 | 2.5924 | 1.4046 | 5.9617 | 8.4776
1 | 1.1224 | Large | 2 | Mid | High | In | High | AllOptions | 1183 | 29266.38 | 8.2453 | 29276.283 | NewCT1-1 | 7.0016 | 1.6795 | 3.6603 | 13.5851 | 1.9155 | 0.58868 | 5.9617 | 6.2639
1 | 0.99946 | Moderate | 8 | Low | High | In | Low | LimitedEE | 1184 | 30710.37 | 8.2453 | 30718.8496 | NewCT1-4 | 6.6693 | 1.5998 | 3.5225 | 13.3676 | 1.8701 | 0.53397 | 5.9617 | 6.1154
1 | 0.78566 | Moderate | 6 | Mid | High | In | Low | LimitedEE | 1185 | 30710.37 | 8.2453 | 30720.2647 | NewCT1-1 | 10.6326 | 2.5504 | 3.7933 | 14.589 | 2.1278 | 0.84463 | 5.9617 | 6.9584
1 | 0.80633 | Zero | 4 | Mid | Low | In | Low | DERBreakthrough | 1186 | 28095.27 | 8.0254 | 28129.4141 | NY-2 | 7.174 | 1.7208 | 3.1976 | 12.9438 | 1.7819 | 0.42775 | 5.9617 | 5.8272
1 | 1.1586 | Moderate | 8 | Low | Low | In | Low | AllOptions | 1187 | 29266.38 | 8.9953 | 29157.9965 | NewCT2-1 | 8.7026 | 2.0875 | 2.5034 | 13.5862 | 1.9222 | 0.59676 | 5.9617 | 6.2858
1 | 0.95229 | Large | 8 | High | Mid | In | Low | Ref | 1188 | 27856.5 | 7.24 | 28019.5412 | ESR-4h-12 | 6.2251 | 1.4932 | 3.3671 | 12.1004 | 1.602 | 0.21082 | 5.9617 | 5.2386
1 | 1.03 | Large | 6 | High | High | In | High | AllOptions | 1189 | 29266.38 | 8.2453 | 29267.4547 | NewCT1-1 | 7.5976 | 1.8224 | 2.5104 | 12.5781 | 1.7081 | 0.33881 | 5.9617 | 5.5859
1 | 0.84545 | Large | 2 | Mid | Low | In | Mid | AllOptions | 1190 | 29266.38 | 8.9953 | 29164.1519 | NewCT2-1 | 10.55 | 2.5306 | 3.9901 | 15.516 | 2.3235 | 1.0805 | 5.9617 | 7.5982
1 | 0.80476 | Moderate | 6 | Mid | High | In | Low | Ref | 1191 | 27856.5 | 5.0097 | 28449.6377 | ESR-4h-21 | 3.707 | 0.88921 | 3.3274 | 9.2263 | 0.83179 | 0 | 5.9617 | 2.7201
1 | 1.049 | Moderate | 6 | Low | High | In | Low | DERBreakthrough | 1192 | 28095.27 | 6.8754 | 28321.8663 | ESR-4h-12 | 6.5804 | 1.5785 | 2.4721 | 10.9259 | 1.3321 | 0 | 5.9617 | 4.3561
1 | 0.81587 | Zero | 8 | Mid | High | In | Low | DERBreakthrough | 1193 | 28095.27 | 5.7415 | 28533.3323 | ESR-4h-16 | 6.1003 | 1.4633 | 2.521 | 9.7258 | 0.98307 | 0 | 5.9617 | 3.2148
1 | 0.96792 | Zero | 8 | High | Low | In | High | Ref | 1194 | 27856.5 | 8.2453 | 27865.2085 | NewCT1-2 | 6.5308 | 1.5666 | 4.2797 | 14.0915 | 2.0195 | 0.71408 | 5.9617 | 6.6041
1 | 1.205 | Moderate | 2 | Low | Low | Out | Mid | DERBreakthrough | 1195 | 28095.27 | 9.0094 | 27981.5741 | NewCT2-1 | 7.5597 | 1.8134 | 3.4486 | 14.2714 | 2.0624 | 0.7657 | 5.9617 | 6.7442
1 | 1.1019 | Zero | 6 | Low | Mid | In | Mid | Ref | 1196 | 27856.5 | 8.2453 | 27857.909 | NewCT1-1 | 8.9679 | 2.1511 | 3.1968 | 13.5933 | 1.9198 | 0.5939 | 5.9617 | 6.2781
1 | 1.0618 | Zero | 6 | Mid | Mid | In | Low | Ref | 1197 | 27856.5 | 8.2453 | 27857.4589 | NewCT1-2 | 9.3729 | 2.2483 | 3.8102 | 14.3038 | 2.0672 | 0.77155 | 5.9617 | 6.7601
1 | 1.1705 | Moderate | 6 | Mid | Mid | In | High | Ref | 1198 | 27856.5 | 8.0552 | 27887.2838 | ESR-4h-12 | 6.2931 | 1.5095 | 3.3569 | 12.9216 | 1.7763 | 0.42099 | 5.9617 | 5.8089
1 | 1.0922 | Large | 8 | Mid | Low | In | High | AllOptions | 1199 | 29266.38 | 8.9953 | 29156.0131 | NewCT2-1 | 11.7236 | 2.8122 | 3.677 | 15.4844 | 2.3186 | 1.0745 | 5.9617 | 7.582
1 | 0.83694 | Moderate | 8 | High | Low | In | Mid | AllOptions | 1200 | 29266.38 | 8.2453 | 29274.2114 | NewCT1-2 | 6.4792 | 1.5542 | 3.4495 | 13.249 | 1.8453 | 0.50413 | 5.9617 | 6.0345
1 | 1.1914 | Large | 2 | Low | High | In | Mid | Ref | 1201 | 27856.5 | 8.2579 | 27855.3769 | ESR-4h-5 | 7.5597 | 1.8134 | 3.1962 | 13.2675 | 1.8507 | 0.51056 | 5.9617 | 6.0519
1 | 0.84561 | Large | 8 | High | Low | Out | High | LimitedEE | 1202 | 30710.37 | 8.9953 | 30607.2337 | NewCT2-2 | 6.9566 | 1.6687 | 3.2971 | 13.961 | 1.9973 | 0.68732 | 5.9617 | 6.5315
1 | 1.1378 | Large | 4 | Mid | Mid | In | High | LimitedEE | 1203 | 30710.37 | 12.0652 | 30201.9141 | ESR-4h-19 | 11.939 | 2.8638 | 2.4881 | 17.4172 | 2.7355 | 1.577 | 5.9617 | 8.9455
1 | 0.92411 | Moderate | 4 | High | Mid | Out | Mid | LimitedEE | 1204 | 30710.37 | 9.5987 | 30513.8355 | ESR-4h-22 | 6.9712 | 1.6722 | 3.0426 | 14.3135 | 2.0736 | 0.7792 | 5.9617 | 6.7808
1 | 0.81471 | Moderate | 4 | High | Low | In | Low | DERBreakthrough | 1205 | 28095.27 | 7.7986 | 28165.8022 | ESR-4h-19 | 10.1099 | 2.4251 | 3.8945 | 14.1182 | 2.0273 | 0.72351 | 5.9617 | 6.6297
1 | 1.0429 | Zero | 8 | High | High | In | Mid | AllOptions | 1206 | 29266.38 | 8.2453 | 29275.9572 | NewCT1-2 | 9.5089 | 2.2809 | 3.4842 | 14.0104 | 2.0067 | 0.69868 | 5.9617 | 6.5624
1 | 0.8993 | Moderate | 4 | High | Low | Out | High | AllOptions | 1207 | 29266.38 | 8.9953 | 29157.98 | NewCT2-2 | 10.3185 | 2.4751 | 3.8623 | 15.3327 | 2.2853 | 1.0344 | 5.9617 | 7.4733
1 | 1.0916 | Large | 8 | Mid | Mid | In | Mid | Ref | 1208 | 27856.5 | 7.7903 | 27927.9141 | ESR-4h-12 | 5.7564 | 1.3808 | 2.9816 | 12.1527 | 1.6152 | 0.2268 | 5.9617 | 5.282
1 | 0.92299 | Zero | 2 | High | High | In | Mid | AllOptions | 1209 | 29266.38 | 7.9611 | 29311.4624 | ESR-4h-19 | 5.9309 | 1.4226 | 3.3603 | 12.7441 | 1.7386 | 0.37555 | 5.9617 | 5.6856
1 | 1.0128 | Moderate | 4 | Low | Low | In | Low | DERBreakthrough | 1210 | 28095.27 | 8.2453 | 28103.1703 | NewCT1-2 | 6.1517 | 1.4756 | 1.7234 | 11.4443 | 1.4719 | 0.05403 | 5.9617 | 4.8132
1 | 0.78596 | Zero | 6 | High | Low | In | Low | AllOptions | 1211 | 29266.38 | 8.2453 | 29268.765 | NewCT1-3 | 8.6556 | 2.0762 | 4.255 | 14.5765 | 2.1226 | 0.83832 | 5.9617 | 6.9412
1 | 1.2299 | Zero | 8 | Mid | Mid | In | Low | AllOptions | 1212 | 29266.38 | 8.9953 | 29159.1916 | NewCT2-1 | 7.0281 | 1.6858 | 2.8294 | 13.5106 | 1.9043 | 0.57522 | 5.9617 | 6.2273
1 | 1.1974 | Large | 6 | Low | Mid | In | Low | DERBreakthrough | 1213 | 28095.27 | 8.3162 | 28085.2768 | ESR-4h-8 | 8.3234 | 1.9966 | 3.3713 | 13.684 | 1.9381 | 0.61594 | 5.9617 | 6.3379
1 | 0.77121 | Large | 2 | High | Low | In | High | Ref | 1214 | 27856.5 | 7.0827 | 28045.9203 | ESR-4h-18 | 8.464 | 2.0303 | 2.832 | 11.945 | 1.572 | 0.17467 | 5.9617 | 5.1405
1 | 0.82443 | Moderate | 8 | Mid | High | In | High | DERBreakthrough | 1215 | 28095.27 | 5.4162 | 28600.5093 | ESR-2h-2 | 6.724 | 1.6129 | 2.7243 | 9.7534 | 0.98953 | 0 | 5.9617 | 3.2359
1 | 1.163 | Zero | 6 | Mid | Low | In | Low | AllOptions | 1216 | 29266.38 | 8.9953 | 29161.217 | NewCT2-3 | 7.0947 | 1.7018 | 2.3938 | 13.0909 | 1.8177 | 0.4708 | 5.9617 | 5.944
1 | 1.1769 | Moderate | 4 | Mid | Low | In | Low | Ref | 1217 | 27856.5 | 8.2453 | 27866.3742 | NewCT1-2 | 11.2915 | 2.7085 | 4.0907 | 15.0445 | 2.2229 | 0.95917 | 5.9617 | 7.2691
1 | 0.79083 | Moderate | 6 | Mid | Mid | In | Mid | LimitedEE | 1218 | 30710.37 | 8.7807 | 30630.0332 | ESR-4h-28 | 10.4315 | 2.5022 | 3.2659 | 14.5488 | 2.1223 | 0.8379 | 5.9617 | 6.9401
1 | 0.90539 | Moderate | 2 | Mid | Low | In | High | Ref | 1219 | 27856.5 | 7.7204 | 27940.0001 | ESR-4h-18 | 5.7304 | 1.3746 | 2.5086 | 11.6035 | 1.5013 | 0.089484 | 5.9617 | 4.9094
1 | 0.93824 | Zero | 8 | High | Low | In | Low | DERBreakthrough | 1220 | 28095.27 | 8.2453 | 28105.1055 | NewCT1-2 | 8.4541 | 2.0279 | 3.5596 | 13.8328 | 1.9686 | 0.65274 | 5.9617 | 6.4377
1 | 1.1812 | Moderate | 6 | Low | High | Out | Low | LimitedEE | 1221 | 30710.37 | 8.9953 | 30607.0322 | NewCT2-2 | 8.1549 | 1.9561 | 2.8286 | 13.78 | 1.9615 | 0.64416 | 5.9617 | 6.4144
1 | 0.77395 | Moderate | 2 | Mid | Low | In | Mid | DERBreakthrough | 1222 | 28095.27 | 7.1278 | 28276.9623 | ESR-4h-22 | 9.1866 | 2.2036 | 4.4727 | 13.8041 | 1.9574 | 0.63926 | 5.9617 | 6.4011
1 | 1.0354 | Zero | 8 | High | High | In | High | AllOptions | 1223 | 29266.38 | 8.2453 | 29273.9098 | NewCT1-2 | 6.6733 | 1.6007 | 3.2949 | 13.1409 | 1.8232 | 0.47751 | 5.9617 | 5.9622
1 | 0.90242 | Moderate | 8 | Mid | Mid | In | Low | LimitedEE | 1224 | 30710.37 | 8.9953 | 30601.6087 | NewCT2-1 | 7.4641 | 1.7904 | 4.264 | 15.0497 | 2.223 | 0.95933 | 5.9617 | 7.2696
1 | 1.1786 | Large | 6 | Mid | Low | In | High | Ref | 1225 | 27856.5 | 8.2453 | 27866.3742 | NewCT1-2 | 9.7503 | 2.3388 | 3.2196 | 13.8037 | 1.9644 | 0.64759 | 5.9617 | 6.4237
1 | 1.0713 | Large | 8 | High | Mid | In | Mid | DERBreakthrough | 1226 | 28095.27 | 8.2453 | 28104.0673 | NewCT1-1 | 6.059 | 1.4534 | 3.0176 | 12.7162 | 1.7346 | 0.37073 | 5.9617 | 5.6725
1 | 0.82816 | Zero | 8 | High | Mid | In | High | DERBreakthrough | 1227 | 28095.27 | 7.8 | 28165.2388 | NY-2 | 8.709 | 2.089 | 3.3583 | 13.2473 | 1.8455 | 0.50431 | 5.9617 | 6.035
1 | 0.99984 | Large | 6 | High | Low | In | High | AllOptions | 1228 | 29266.38 | 8.9953 | 29156.4013 | NewCT2-1 | 8.8081 | 2.1128 | 4.0819 | 15.19 | 2.2538 | 0.99643 | 5.9617 | 7.3703
1 | 0.91756 | Zero | 4 | Mid | High | In | Low | AllOptions | 1229 | 29266.38 | 7.8868 | 29323.15 | ESR-4h-20 | 8.4196 | 2.0196 | 3.1714 | 13.0778 | 1.8105 | 0.4622 | 5.9617 | 5.9207
1 | 0.90641 | Zero | 4 | Mid | Mid | In | Mid | LimitedEE | 1230 | 30710.37 | 9.3075 | 30554.2581 | ESR-4h-26 | 7.8833 | 1.891 | 3.7128 | 14.9112 | 2.1967 | 0.92761 | 5.9617 | 7.1835
1 | 1.169 | Large | 6 | Low | High | In | Low | LimitedEE | 1231 | 30710.37 | 8.9953 | 30599.9607 | NewCT2-2 | 7.9959 | 1.918 | 2.7442 | 13.6574 | 1.936 | 0.61337 | 5.9617 | 6.3309
1 | 1.0941 | Large | 4 | Mid | Mid | In | Low | DERBreakthrough | 1232 | 28095.27 | 8.2453 | 28105.1395 | NewCT1-1 | 5.8511 | 1.4035 | 4.0897 | 13.7385 | 1.9457 | 0.62506 | 5.9617 | 6.3626
1 | 1.2255 | Large | 6 | Mid | High | Out | High | LimitedEE | 1233 | 30710.37 | 8.9953 | 30602.1738 | NewCT2-2 | 8.7689 | 2.1034 | 3.2353 | 14.334 | 2.0768 | 0.78315 | 5.9617 | 6.7915
1 | 1.186 | Zero | 6 | Mid | Low | In | High | LimitedEE | 1234 | 30710.37 | 12.0011 | 30209.4141 | ESR-4h-18 | 12.4606 | 2.9889 | 3.8275 | 18.8175 | 3.0252 | 1.9262 | 5.9617 | 9.893
1 | 1.1881 | Moderate | 6 | Low | High | In | Mid | DERBreakthrough | 1235 | 28095.27 | 8.2263 | 28098.5471 | ESR-4h-10 | 7.0628 | 1.6942 | 3.2854 | 13.2059 | 1.8371 | 0.4942 | 5.9617 | 6.0075
1 | 0.81403 | Zero | 8 | Mid | High | In | Mid | Ref | 1236 | 27856.5 | 5.4162 | 28361.6143 | ESR-2h-5 | 6.111 | 1.4659 | 1.9906 | 8.8727 | 0.73929 | 0 | 5.9617 | 2.4176
1 | 0.93986 | Moderate | 6 | High | High | In | High | Ref | 1237 | 27856.5 | 5.8162 | 28280.9861 | ESR-4h-9 | 5.4327 | 1.3031 | 4.5418 | 11.6611 | 1.5021 | 0.090534 | 5.9617 | 4.9122
1 | 0.80395 | Moderate | 6 | Mid | High | In | High | Ref | 1238 | 27856.5 | 5 | 28452.2378 | NY-3 | 4.1166 | 0.98745 | 3.5709 | 9.5584 | 0.9264 | 0 | 5.9617 | 3.0295
1 | 1.2207 | Zero | 6 | Low | High | In | Low | DERBreakthrough | 1239 | 28095.27 | 8.5423 | 28051.325 | ESR-4h-5 | 5.3191 | 1.2759 | 3.0408 | 12.8589 | 1.7648 | 0.40709 | 5.9617 | 5.7712
1 | 1.1863 | Zero | 6 | Low | Low | In | High | DERBreakthrough | 1240 | 28095.27 | 8.6 | 28041.9625 | NY-3 | 7.9409 | 1.9048 | 3.3795 | 13.8843 | 1.9806 | 0.66712 | 5.9617 | 6.4767
1 | 0.90761 | Large | 4 | High | High | In | Mid | AllOptions | 1241 | 29266.38 | 7.1468 | 29445.2287 | ESR-4h-16 | 9.3972 | 2.2541 | 3.3172 | 12.7182 | 1.7334 | 0.36921 | 5.9617 | 5.6684
1 | 0.82604 | Zero | 8 | High | High | In | Low | Ref | 1242 | 27856.5 | 5.4162 | 28361.3119 | ESR-2h-8 | 7.3149 | 1.7546 | 3.3349 | 10.5058 | 1.2034 | 0 | 5.9617 | 3.9354
1 | 1.0187 | Moderate | 8 | Mid | High | In | High | Ref | 1243 | 27856.5 | 6.5816 | 28135.4535 | ESR-4h-8 | 4.9514 | 1.1877 | 3.1361 | 10.9054 | 1.321 | 0 | 5.9617 | 4.32
1 | 0.8236 | Large | 4 | High | Low | In | High | Ref | 1244 | 27856.5 | 7.2773 | 28012.2241 | ESR-4h-17 | 5.6528 | 1.3559 | 3.0186 | 11.6518 | 1.5087 | 0.098415 | 5.9617 | 4.9336
1 | 1.1112 | Zero | 2 | Mid | Low | Out | High | LimitedEE | 1245 | 30710.37 | 13.6872 | 30090.37 | NECEC | 7.6529 | 1.8357 | 4.9994 | 20.5223 | 3.3806 | 2.3544 | 5.9617 | 11.055
1 | 1.0266 | Moderate | 2 | High | High | In | Low | AllOptions | 1246 | 29266.38 | 8.2453 | 29267.4547 | NewCT1-1 | 6.5177 | 1.5634 | 4.3737 | 14.1824 | 2.0383 | 0.73669 | 5.9617 | 6.6655
1 | 1.0098 | Large | 4 | Low | Low | In | Mid | AllOptions | 1247 | 29266.38 | 8.9953 | 29156.4325 | NewCT2-2 | 11.1027 | 2.6632 | 3.2075 | 14.866 | 2.1899 | 0.91944 | 5.9617 | 7.1613
1 | 1.1236 | Large | 2 | Low | High | Out | Low | DERBreakthrough | 1248 | 28095.27 | 7.6 | 28199.0585 | ESR-4h-11 | 6.3637 | 1.5265 | 3.7822 | 12.9087 | 1.7712 | 0.41482 | 5.9617 | 5.7921
1 | 1.0445 | Moderate | 2 | High | High | In | High | DERBreakthrough | 1249 | 28095.27 | 6.8324 | 28329.3621 | ESR-4h-8 | 5.2647 | 1.2629 | 1.5877 | 9.683 | 0.97775 | 0 | 5.9617 | 3.1974
1 | 1.0919 | Zero | 2 | Low | Mid | Out | Low | DERBreakthrough | 1250 | 28095.27 | 8.7383 | 28021.0741 | NY-3 | 7.1629 | 1.7182 | 1.9878 | 12.4443 | 1.6827 | 0.30809 | 5.9617 | 5.5026
1 | 1.1474 | Large | 6 | Low | Mid | In | Low | DERBreakthrough | 1251 | 28095.27 | 8.2453 | 28103.9632 | NewCT1-1 | 8.5953 | 2.0618 | 3.6183 | 13.9253 | 1.9879 | 0.67601 | 5.9617 | 6.5008
1 | 1.0907 | Moderate | 4 | Low | Mid | In | High | AllOptions | 1252 | 29266.38 | 8.9953 | 29157.382 | NewCT2-1 | 7.5227 | 1.8045 | 2.7126 | 13.5123 | 1.9053 | 0.57645 | 5.9617 | 6.2307
1 | 0.9027 | Large | 6 | Mid | High | In | High | AllOptions | 1253 | 29266.38 | 7.085 | 29455.8625 | ESR-4h-17 | 11.1802 | 2.6818 | 3.579 | 13.3458 | 1.8651 | 0.52803 | 5.9617 | 6.0993
1 | 0.9596 | Moderate | 6 | Low | Low | In | High | DERBreakthrough | 1254 | 28095.27 | 8.2453 | 28098.6002 | NewCT1-2 | 8.5206 | 2.0438 | 2.5575 | 12.8466 | 1.7649 | 0.40719 | 5.9617 | 5.7714
1 | 0.88965 | Zero | 4 | Mid | Mid | Out | Mid | AllOptions | 1255 | 29266.38 | 8.6 | 29213.0073 | NY-3 | 10.1685 | 2.4391 | 3.3589 | 14.398 | 2.0897 | 0.79869 | 5.9617 | 6.8337
1 | 1.1329 | Zero | 8 | Low | Mid | In | Low | LimitedEE | 1256 | 30710.37 | 8.9953 | 30599.8815 | NewCT2-4 | 6.7869 | 1.628 | 3.8751 | 14.4984 | 2.1081 | 0.8209 | 5.9617 | 6.894
1 | 1.1935 | Large | 2 | Mid | Mid | In | Low | DERBreakthrough | 1257 | 28095.27 | 8.279 | 28091.6196 | ESR-4h-11 | 9.3753 | 2.2489 | 3.1711 | 13.699 | 1.9424 | 0.62113 | 5.9617 | 6.3519
1 | 0.81224 | Zero | 6 | High | High | In | High | LimitedEE | 1258 | 30710.37 | 8.2453 | 30713.1041 | NewCT1-2 | 7.5214 | 1.8042 | 3.7132 | 13.7626 | 1.9529 | 0.63375 | 5.9617 | 6.3862
1 | 0.84153 | Zero | 2 | High | High | In | Low | DERBreakthrough | 1259 | 28095.27 | 5.9287 | 28496.3173 | ESR-4h-14 | 4.6222 | 1.1087 | 3.5129 | 10.5503 | 1.215 | 0 | 5.9617 | 3.9732
1 | 0.80353 | Zero | 6 | Mid | Mid | In | High | AllOptions | 1260 | 29266.38 | 8.2453 | 29269.918 | NewCT1-2 | 7.7526 | 1.8596 | 4.122 | 14.2269 | 2.0491 | 0.74977 | 5.9617 | 6.701
1 | 1.0092 | Moderate | 4 | Mid | Low | In | Low | DERBreakthrough | 1261 | 28095.27 | 8.2453 | 28101.9461 | NewCT1-2 | 6.5747 | 1.5771 | 2.8445 | 12.6669 | 1.7251 | 0.35927 | 5.9617 | 5.6414
1 | 1.0428 | Zero | 4 | Mid | High | In | Low | Ref | 1262 | 27856.5 | 6.8156 | 28093.6049 | ESR-4h-13 | 6.154 | 1.4762 | 3.3673 | 11.6591 | 1.5083 | 0.097933 | 5.9617 | 4.9323
1 | 1.1719 | Moderate | 8 | Mid | Mid | Out | High | DERBreakthrough | 1263 | 28095.27 | 8.2453 | 28105.1395 | NewCT1-1 | 9.588 | 2.2999 | 4.0491 | 14.5942 | 2.1275 | 0.84425 | 5.9617 | 6.9573
1 | 1.0101 | Large | 8 | Mid | High | In | Mid | AllOptions | 1264 | 29266.38 | 8.0886 | 29291.5224 | ESR-4h-16 | 5.1986 | 1.247 | 3.582 | 12.9177 | 1.7742 | 0.41846 | 5.9617 | 5.802
1 | 1.1353 | Zero | 6 | Mid | Mid | In | Mid | AllOptions | 1265 | 29266.38 | 8.9953 | 29159.1916 | NewCT2-2 | 11.8295 | 2.8376 | 4.1541 | 15.9869 | 2.4226 | 1.1998 | 5.9617 | 7.9221
1 | 1.1858 | Moderate | 4 | Mid | Mid | In | Mid | AllOptions | 1266 | 29266.38 | 8.9953 | 29163.2372 | NewCT2-2 | 7.0958 | 1.7021 | 3.7323 | 14.4297 | 2.0944 | 0.80427 | 5.9617 | 6.8489
1 | 0.96498 | Large | 2 | High | Mid | In | High | AllOptions | 1267 | 29266.38 | 8.9953 | 29157.005 | NewCT2-1 | 6.6893 | 1.6046 | 3.2404 | 13.8402 | 1.972 | 0.65679 | 5.9617 | 6.4487
1 | 0.86562 | Zero | 4 | High | Low | In | Low | LimitedEE | 1268 | 30710.37 | 11.5662 | 30261.0062 | ESR-4h-26 | 7.0588 | 1.6932 | 3.4252 | 16.6847 | 2.5748 | 1.3833 | 5.9617 | 8.4198
1 | 0.94509 | Moderate | 2 | Low | Low | In | High | DERBreakthrough | 1269 | 28095.27 | 8.2632 | 28093.178 | ESR-4h-18 | 7.149 | 1.7149 | 3.4316 | 13.4096 | 1.8795 | 0.54534 | 5.9617 | 6.1463
1 | 1.1717 | Large | 6 | Mid | Mid | In | Low | DERBreakthrough | 1270 | 28095.27 | 8.2453 | 28105.1395 | NewCT1-1 | 6.6144 | 1.5866 | 2.9474 | 12.7793 | 1.7484 | 0.38734 | 5.9617 | 5.7176
1 | 0.8286 | Moderate | 6 | High | High | In | Low | Ref | 1271 | 27856.5 | 5.4162 | 28361.7762 | ESR-2h-2 | 5.8402 | 1.4009 | 2.6615 | 9.4786 | 0.91017 | 0 | 5.9617 | 2.9764
1 | 0.77595 | Large | 4 | High | Mid | In | Mid | LimitedEE | 1272 | 30710.37 | 8.9953 | 30603.0931 | NewCT2-2 | 8.8263 | 2.1172 | 2.9641 | 14.0766 | 2.0237 | 0.71911 | 5.9617 | 6.6178
1 | 0.81865 | Moderate | 4 | Mid | Mid | In | Low | DERBreakthrough | 1273 | 28095.27 | 6.5 | 28389.3221 | NY-5 | 10.149 | 2.4344 | 3.7875 | 12.722 | 1.7316 | 0.36702 | 5.9617 | 5.6624
1 | 0.79009 | Zero | 2 | Mid | High | Out | Low | Ref | 1274 | 27856.5 | 5.4162 | 28361.645 | ESR-2h-3 | 5.8373 | 1.4002 | 3.1308 | 9.9473 | 1.0427 | 0 | 5.9617 | 3.4099
1 | 0.77335 | Moderate | 4 | Mid | Low | In | Low | Ref | 1275 | 27856.5 | 7.0649 | 28048.4141 | NY-5 | 6.7852 | 1.6276 | 2.5389 | 11.2314 | 1.4203 | 0 | 5.9617 | 4.6446
1 | 0.77466 | Zero | 6 | High | High | Out | Low | LimitedEE | 1276 | 30710.37 | 8.2453 | 30713.1041 | NewCT1-2 | 5.2033 | 1.2481 | 3.0435 | 12.5369 | 1.6964 | 0.32468 | 5.9617 | 5.5476
1 | 1.2144 | Large | 8 | Low | High | In | Mid | AllOptions | 1277 | 29266.38 | 8.4818 | 29231.9037 | ESR-4h-7 | 7.1066 | 1.7047 | 3.3891 | 13.5755 | 1.915 | 0.58806 | 5.9617 | 6.2622
1 | 1.1774 | Moderate | 8 | Low | Low | In | Mid | DERBreakthrough | 1278 | 28095.27 | 8.2453 | 28103.9214 | NewCT1-3 | 9.1483 | 2.1944 | 2.8513 | 13.291 | 1.8576 | 0.51889 | 5.9617 | 6.0745
1 | 0.95023 | Zero | 8 | Mid | High | In | Mid | DERBreakthrough | 1279 | 28095.27 | 6.7976 | 28333.9141 | ESR-4h-14 | 8.6445 | 2.0736 | 3.9961 | 12.8673 | 1.7612 | 0.40279 | 5.9617 | 5.7595
1 | 0.77865 | Large | 6 | High | High | In | High | DERBreakthrough | 1280 | 28095.27 | 5.1842 | 28650.3536 | ESR-4h-14 | 4.9341 | 1.1836 | 2.749 | 9.1168 | 0.80441 | 0 | 5.9617 | 2.6305
1 | 0.9211 | Moderate | 6 | High | Low | Out | Low | Ref | 1281 | 27856.5 | 7.9353 | 27904.8576 | ESR-4h-16 | 8.9563 | 2.1484 | 3.2451 | 13.3288 | 1.8634 | 0.52591 | 5.9617 | 6.0936
1 | 0.84335 | Zero | 6 | Mid | High | In | Mid | LimitedEE | 1282 | 30710.37 | 8.2698 | 30707.0829 | ESR-4h-24 | 6.3242 | 1.517 | 3.1174 | 12.9042 | 1.774 | 0.41816 | 5.9617 | 5.8012
1 | 1.0747 | Large | 8 | Low | Low | Out | High | LimitedEE | 1283 | 30710.37 | 9.2535 | 30562.4742 | ESR-4h-17 | 8.1383 | 1.9521 | 3.0427 | 14.2483 | 2.0597 | 0.76252 | 5.9617 | 6.7356
1 | 1.0771 | Large | 2 | Mid | High | In | Mid | DERBreakthrough | 1284 | 28095.27 | 7.1484 | 28274.5058 | ESR-4h-9 | 8.1661 | 1.9588 | 3.5269 | 12.6341 | 1.7144 | 0.34628 | 5.9617 | 5.6062
1 | 1.0125 | Zero | 4 | Mid | High | In | High | LimitedEE | 1285 | 30710.37 | 8.9953 | 30607.6055 | NewCT2-2 | 6.7282 | 1.6139 | 3.4269 | 14.0361 | 2.0125 | 0.70565 | 5.9617 | 6.5813
1 | 1.0342 | Zero | 6 | High | High | In | Mid | AllOptions | 1286 | 29266.38 | 8.2453 | 29273.9098 | NewCT1-2 | 11.3164 | 2.7145 | 3.2716 | 14.2313 | 2.0548 | 0.75664 | 5.9617 | 6.7196
1 | 1.0891 | Zero | 2 | Low | Mid | In | Low | AllOptions | 1287 | 29266.38 | 9.9981 | 29015.5741 | ESR-4h-18 | 6.0444 | 1.4499 | 3.6392 | 15.0873 | 2.2345 | 0.97314 | 5.9617 | 7.3071
1 | 0.89138 | Zero | 8 | High | Mid | In | High | Ref | 1288 | 27856.5 | 7.5288 | 27970.8977 | ESR-4h-17 | 6.2211 | 1.4923 | 3.9191 | 12.9401 | 1.7771 | 0.42194 | 5.9617 | 5.8115
1 | 0.86871 | Large | 6 | High | Mid | In | Mid | Ref | 1289 | 27856.5 | 6.3802 | 28172.0191 | ESR-4h-13 | 6.631 | 1.5906 | 3.2325 | 11.2032 | 1.4068 | 0 | 5.9617 | 4.6005
1 | 1.1031 | Zero | 8 | Low | Mid | In | Mid | LimitedEE | 1290 | 30710.37 | 8.9953 | 30599.8815 | NewCT2-4 | 9.6999 | 2.3267 | 2.7852 | 14.1072 | 2.0312 | 0.72815 | 5.9617 | 6.6423
1 | 0.92884 | Zero | 2 | Mid | Mid | Out | Low | DERBreakthrough | 1291 | 28095.27 | 8.0411 | 28127.7089 | ESR-4h-18 | 7.0018 | 1.6795 | 3.3706 | 13.0913 | 1.8123 | 0.4643 | 5.9617 | 5.9264
1 | 0.89589 | Large | 2 | Mid | Mid | In | Mid | LimitedEE | 1292 | 30710.37 | 11.5381 | 30264.3923 | ESR-4h-28 | 10.14 | 2.4323 | 4.5063 | 18.4767 | 2.9491 | 1.8344 | 5.9617 | 9.644
1 | 1.0312 | Large | 6 | Mid | Low | In | High | LimitedEE | 1293 | 30710.37 | 11.3603 | 30286.1693 | ESR-4h-19 | 10.5549 | 2.5318 | 2.6751 | 16.5672 | 2.554 | 1.3582 | 5.9617 | 8.352
1 | 0.93196 | Moderate | 6 | High | Mid | Out | High | LimitedEE | 1294 | 30710.37 | 8.9953 | 30600.0322 | NewCT2-2 | 9.9693 | 2.3913 | 4.0608 | 15.4475 | 2.3086 | 1.0625 | 5.9617 | 7.5494
1 | 1.0007 | Large | 8 | Mid | Mid | In | Mid | LimitedEE | 1295 | 30710.37 | 8.9953 | 30600.8914 | NewCT2-2 | 5.4783 | 1.3141 | 3.3234 | 13.6328 | 1.9275 | 0.60317 | 5.9617 | 6.3032
1 | 1.1294 | Large | 6 | Mid | Low | In | Mid | Ref | 1296 | 27856.5 | 8.2453 | 27866.3742 | NewCT1-2 | 9.1094 | 2.1851 | 2.849 | 13.2793 | 1.8551 | 0.51593 | 5.9617 | 6.0665
1 | 1.0307 | Zero | 2 | Low | Low | In | Low | DERBreakthrough | 1297 | 28095.27 | 8.9953 | 27992.7551 | NewCT2-1 | 11.8707 | 2.8474 | 3.7077 | 15.5504 | 2.3324 | 1.0912 | 5.9617 | 7.6273
1 | 1.1957 | Moderate | 2 | Low | High | In | High | AllOptions | 1298 | 29266.38 | 8.2998 | 29259.1055 | ESR-4h-16 | 10.4941 | 2.5172 | 2.9888 | 13.8057 | 1.9661 | 0.64966 | 5.9617 | 6.4293
1 | 1.1222 | Zero | 2 | Mid | Low | Out | Mid | AllOptions | 1299 | 29266.38 | 12.3114 | 28729.4141 | ESR-4h-18 | 13.245 | 3.1771 | 3.7271 | 19.2156 | 3.1103 | 2.0287 | 5.9617 | 10.1712
1 | 0.90981 | Moderate | 6 | High | High | In | High | LimitedEE | 1300 | 30710.37 | 8.2453 | 30715.3671 | NewCT1-3 | 8.065 | 1.9346 | 3.7088 | 13.8886 | 1.9796 | 0.66601 | 5.9617 | 6.4737
1 | 1.0995 | Moderate | 2 | Low | Mid | In | High | Ref | 1301 | 27856.5 | 7.8488 | 27919.2064 | ESR-4h-9 | 8.7525 | 2.0995 | 2.387 | 12.3353 | 1.6573 | 0.27752 | 5.9617 | 5.4196
1 | 0.92048 | Large | 4 | High | High | Out | Low | Ref | 1302 | 27856.5 | 5.628 | 28319.2032 | ESR-4h-8 | 6.3742 | 1.529 | 3.0375 | 10.1944 | 1.1152 | 0 | 5.9617 | 3.647
1 | 0.87453 | Large | 6 | Mid | High | In | Mid | DERBreakthrough | 1303 | 28095.27 | 5.1819 | 28651.7635 | ESR-4h-14 | 4.2234 | 1.0131 | 2.6153 | 8.8103 | 0.71639 | 0 | 5.9617 | 2.3427
1 | 0.85218 | Zero | 4 | Mid | Mid | Out | Mid | LimitedEE | 1304 | 30710.37 | 9.3 | 30556.8192 | NY-4 | 7.4955 | 1.798 | 2.9444 | 14.0424 | 2.0165 | 0.7105 | 5.9617 | 6.5944
1 | 0.88671 | Moderate | 2 | High | Low | Out | Mid | AllOptions | 1305 | 29266.38 | 8.9953 | 29164.1565 | NewCT2-1 | 8.1599 | 1.9573 | 2.7013 | 13.6539 | 1.9354 | 0.61275 | 5.9617 | 6.3292
1 | 0.84459 | Zero | 6 | High | Mid | In | Low | DERBreakthrough | 1306 | 28095.27 | 7.8 | 28165.2388 | NY-2 | 8.8018 | 2.1113 | 3.4796 | 13.3909 | 1.8753 | 0.54023 | 5.9617 | 6.1324
1 | 0.98147 | Moderate | 8 | High | High | In | High | LimitedEE | 1307 | 30710.37 | 8.2453 | 30718.7734 | NewCT1-4 | 7.7532 | 1.8598 | 3.1752 | 13.2802 | 1.8535 | 0.51397 | 5.9617 | 6.0612
1 | 1.1371 | Zero | 2 | Mid | High | Out | High | LimitedEE | 1308 | 30710.37 | 10.8884 | 30345.0219 | ESR-4h-19 | 7.8384 | 1.8802 | 3.8569 | 16.6255 | 2.5598 | 1.3652 | 5.9617 | 8.3709
1 | 1.217 | Moderate | 4 | Low | Low | In | High | AllOptions | 1309 | 29266.38 | 10.5889 | 28938.415 | ESR-4h-15 | 12.3608 | 2.965 | 3.3382 | 16.8921 | 2.6193 | 1.4369 | 5.9617 | 8.5654
1 | 0.93601 | Large | 6 | Low | High | In | High | DERBreakthrough | 1310 | 28095.27 | 5.7787 | 28526.4791 | ESR-4h-13 | 5.2467 | 1.2585 | 3.345 | 10.3823 | 1.1675 | 0 | 5.9617 | 3.8178
1 | 1.1746 | Large | 6 | Mid | Low | In | Low | AllOptions | 1311 | 29266.38 | 8.9953 | 29156.0131 | NewCT2-2 | 9.8824 | 2.3705 | 3.2881 | 14.6539 | 2.1444 | 0.86463 | 5.9617 | 7.0126
1 | 1.0904 | Zero | 8 | Low | High | Out | Low | LimitedEE | 1312 | 30710.37 | 8.9953 | 30608.3101 | NewCT2-1 | 7.7995 | 1.8709 | 3.2757 | 14.1418 | 2.0358 | 0.73372 | 5.9617 | 6.6574
1 | 0.88218 | Large | 2 | High | Mid | Out | Low | DERBreakthrough | 1313 | 28095.27 | 6.8262 | 28329.1024 | ESR-4h-14 | 8.6212 | 2.068 | 3.5853 | 12.4795 | 1.6812 | 0.30635 | 5.9617 | 5.4978
1 | 0.89727 | Moderate | 6 | Mid | High | In | Mid | DERBreakthrough | 1314 | 28095.27 | 5.4162 | 28600.5531 | ESR-2h-3 | 5.8083 | 1.3932 | 2.2821 | 9.0916 | 0.80064 | 0 | 5.9617 | 2.6182
1 | 1.0075 | Moderate | 4 | High | Low | In | Mid | Ref | 1315 | 27856.5 | 8.2453 | 27859.1265 | NewCT1-2 | 7.9259 | 1.9012 | 2.133 | 12.2794 | 1.6469 | 0.26494 | 5.9617 | 5.3855
1 | 1.2028 | Zero | 8 | Low | Low | In | Mid | Ref | 1316 | 27856.5 | 8.3687 | 27838.2661 | ESR-4h-12 | 8.5841 | 2.0591 | 3.0536 | 13.4814 | 1.8969 | 0.56624 | 5.9617 | 6.203
1 | 1.1869 | Zero | 6 | Mid | Low | In | High | DERBreakthrough | 1317 | 28095.27 | 8.6 | 28043.1441 | NY-3 | 6.7123 | 1.6101 | 4.198 | 14.4081 | 2.0872 | 0.79562 | 5.9617 | 6.8254
1 | 1.2078 | Zero | 4 | Low | High | Out | High | DERBreakthrough | 1318 | 28095.27 | 8.417 | 28070.0262 | ESR-4h-7 | 7.4714 | 1.7922 | 3.834 | 14.0432 | 2.0118 | 0.70473 | 5.9617 | 6.5788
1 | 1.1702 | Zero | 8 | Low | Mid | In | Mid | LimitedEE | 1319 | 30710.37 | 8.9953 | 30599.8815 | NewCT2-4 | 7.8785 | 1.8898 | 3.7771 | 14.6622 | 2.1435 | 0.86346 | 5.9617 | 7.0094
1 | 0.90556 | Moderate | 4 | High | Low | In | Low | Ref | 1320 | 27856.5 | 7.7227 | 27939.5024 | ESR-4h-17 | 8.5012 | 2.0392 | 2.023 | 11.7849 | 1.5425 | 0.13917 | 5.9617 | 5.0442
1 | 0.97818 | Large | 2 | Low | Low | In | Mid | Ref | 1321 | 27856.5 | 8.2453 | 27866.3389 | NewCT1-1 | 7.5443 | 1.8097 | 3.1972 | 13.2521 | 1.8474 | 0.50663 | 5.9617 | 6.0412
1 | 0.83025 | Large | 6 | Mid | Low | In | High | Ref | 1322 | 27856.5 | 7.0649 | 28048.4141 | ESR-4h-18 | 8.1355 | 1.9515 | 3.5522 | 12.5686 | 1.7003 | 0.32936 | 5.9617 | 5.5603
1 | 0.92666 | Zero | 6 | Mid | High | In | Mid | AllOptions | 1323 | 29266.38 | 8.0112 | 29303.1955 | ESR-4h-20 | 6.2887 | 1.5085 | 3.8885 | 13.4082 | 1.8766 | 0.54189 | 5.9617 | 6.1369
1 | 1.0582 | Moderate | 8 | High | Mid | In | High | Ref | 1324 | 27856.5 | 7.4841 | 27977.7241 | ESR-4h-11 | 7.7974 | 1.8704 | 2.698 | 12.0525 | 1.5955 | 0.20308 | 5.9617 | 5.2176
1 | 0.99754 | Large | 8 | High | Mid | In | High | Ref | 1325 | 27856.5 | 7.4841 | 27977.7241 | ESR-4h-11 | 7.0358 | 1.6877 | 4.6028 | 13.7746 | 1.9504 | 0.63082 | 5.9617 | 6.3782
1 | 1.0488 | Moderate | 6 | Low | High | In | High | AllOptions | 1326 | 29266.38 | 8.2453 | 29276.177 | NewCT1-1 | 6.578 | 1.5779 | 2.6687 | 12.4919 | 1.689 | 0.31568 | 5.9617 | 5.5231
1 | 1.1341 | Zero | 6 | Low | Low | In | Mid | AllOptions | 1327 | 29266.38 | 8.9953 | 29162.4053 | NewCT2-3 | 7.6879 | 1.8441 | 3.3834 | 14.2228 | 2.0524 | 0.75369 | 5.9617 | 6.7116
1 | 1.0131 | Moderate | 8 | Mid | Mid | In | Mid | DERBreakthrough | 1328 | 28095.27 | 8.1255 | 28114.8394 | ESR-4h-14 | 8.2673 | 1.9831 | 4.4092 | 14.5178 | 2.1093 | 0.82227 | 5.9617 | 6.8977
1 | 1.2005 | Moderate | 4 | Mid | Low | In | High | AllOptions | 1329 | 29266.38 | 10.7409 | 28918.9141 | ESR-4h-13 | 9.6906 | 2.3245 | 2.9214 | 15.9869 | 2.4294 | 1.2081 | 5.9617 | 7.9446
1 | 1.0888 | Large | 2 | Low | Low | In | High | AllOptions | 1330 | 29266.38 | 12.1112 | 28752.5741 | ESR-4h-20 | 13.1573 | 3.1561 | 3.6157 | 18.8829 | 3.0403 | 1.9444 | 5.9617 | 9.9423
1 | 1.163 | Large | 6 | Low | Low | In | Low | LimitedEE | 1331 | 30710.37 | 11.8045 | 30232.5741 | ESR-4h-20 | 9.428 | 2.2615 | 3.1881 | 17.254 | 2.6969 | 1.5305 | 5.9617 | 8.8194
1 | 0.82542 | Large | 8 | High | High | In | High | Ref | 1332 | 27856.5 | 4.7051 | 28520.0897 | ESR-4h-13 | 5.1222 | 1.2287 | 2.5142 | 8.448 | 0.61189 | 0 | 5.9617 | 2.001
1 | 0.90741 | Moderate | 4 | High | Low | In | Mid | AllOptions | 1333 | 29266.38 | 8.9953 | 29157.98 | NewCT2-2 | 12.0125 | 2.8815 | 4.9727 | 16.8494 | 2.6011 | 1.415 | 5.9617 | 8.5059
1 | 0.86225 | Large | 2 | High | High | In | Mid | DERBreakthrough | 1334 | 28095.27 | 5.4162 | 28600.5052 | ESR-2h-1 | 6.6249 | 1.5891 | 3.6921 | 10.6974 | 1.2564 | 0 | 5.9617 | 4.1085
1 | 1.0489 | Zero | 4 | Mid | Mid | Out | High | LimitedEE | 1335 | 30710.37 | 11.6521 | 30251.2118 | ESR-4h-20 | 10.4283 | 2.5014 | 3.9576 | 18.1112 | 2.8746 | 1.7446 | 5.9617 | 9.4003
1 | 0.97893 | Moderate | 8 | Low | Low | Out | High | Ref | 1336 | 27856.5 | 8.2453 | 27866.3389 | NewCT1-1 | 6.3173 | 1.5153 | 3.129 | 12.8896 | 1.7708 | 0.41433 | 5.9617 | 5.7908
1 | 0.77726 | Large | 8 | High | High | In | Low | LimitedEE | 1337 | 30710.37 | 8.2453 | 30718.3879 | NewCT1-1 | 6.75 | 1.6191 | 2.7019 | 12.5664 | 1.7046 | 0.33451 | 5.9617 | 5.5742
1 | 1.2347 | Large | 6 | Mid | High | In | Mid | AllOptions | 1338 | 29266.38 | 8.6788 | 29202.4952 | ESR-4h-8 | 7.6777 | 1.8417 | 3.1778 | 13.6982 | 1.9422 | 0.62088 | 5.9617 | 6.3513
1 | 0.83921 | Large | 4 | High | High | In | Mid | LimitedEE | 1339 | 30710.37 | 8.2453 | 30718.3879 | NewCT1-1 | 8.3173 | 1.9951 | 3.6486 | 13.8889 | 1.98 | 0.6665 | 5.9617 | 6.475
1 | 0.97697 | Large | 8 | Low | High | In | High | LimitedEE | 1340 | 30710.37 | 8.2453 | 30712.4018 | NewCT1-4 | 6.3496 | 1.5231 | 3.9056 | 13.6739 | 1.933 | 0.60976 | 5.9617 | 6.3211
1 | 1.0779 | Zero | 8 | Low | High | Out | Low | LimitedEE | 1341 | 30710.37 | 8.9953 | 30604.741 | NewCT2-1 | 9.8344 | 2.359 | 3.2037 | 14.558 | 2.1246 | 0.84067 | 5.9617 | 6.9476
1 | 1.0632 | Large | 6 | Low | Low | In | Mid | Ref | 1342 | 27856.5 | 8.2453 | 27866.0719 | NewCT1-2 | 10.1867 | 2.4435 | 3.8779 | 14.5667 | 2.1226 | 0.83836 | 5.9617 | 6.9414
1 | 0.93931 | Large | 4 | High | High | In | High | DERBreakthrough | 1343 | 28095.27 | 5.8108 | 28519.8883 | ESR-4h-9 | 7.8928 | 1.8932 | 3.0614 | 10.7654 | 1.2809 | 0 | 5.9617 | 4.1889
1 | 0.90205 | Zero | 6 | Mid | Low | In | Low | AllOptions | 1344 | 29266.38 | 8.9953 | 29160.6202 | NewCT2-1 | 9.0336 | 2.1669 | 3.5664 | 14.7285 | 2.1587 | 0.88185 | 5.9617 | 7.0594
1 | 0.95058 | Large | 8 | Low | Low | Out | Mid | DERBreakthrough | 1345 | 28095.27 | 8.2453 | 28098.6002 | NewCT1-2 | 9.5811 | 2.2982 | 3.5002 | 14.0437 | 2.0137 | 0.7071 | 5.9617 | 6.5852
1 | 1.2253 | Large | 4 | Mid | Low | In | Mid | Ref | 1346 | 27856.5 | 8.5873 | 27806.0778 | ESR-4h-11 | 10.7436 | 2.5771 | 3.3314 | 14.4958 | 2.1106 | 0.82389 | 5.9617 | 6.9021
1 | 1.0772 | Zero | 4 | High | Mid | In | Low | DERBreakthrough | 1347 | 28095.27 | 8.2453 | 28105.075 | NewCT1-2 | 5.7353 | 1.3757 | 2.3505 | 11.9715 | 1.5803 | 0.1847 | 5.9617 | 5.1677
1 | 1.0049 | Moderate | 4 | Low | Low | In | Mid | LimitedEE | 1348 | 30710.37 | 12.8532 | 30112.0741 | ESR-4h-27 | 10.5245 | 2.5245 | 4.105 | 19.4827 | 3.1649 | 2.0945 | 5.9617 | 10.3497
1 | 0.93767 | Moderate | 4 | Low | Mid | In | Low | AllOptions | 1349 | 29266.38 | 8.2453 | 29276.067 | NewCT1-2 | 6.724 | 1.6129 | 3.9616 | 13.8198 | 1.9636 | 0.6467 | 5.9617 | 6.4213
1 | 1.0811 | Large | 4 | Low | High | Out | Mid | DERBreakthrough | 1350 | 28095.27 | 7.1871 | 28266.6708 | ESR-4h-12 | 9.9653 | 2.3904 | 3.7267 | 13.3042 | 1.8555 | 0.51638 | 5.9617 | 6.0677
1 | 1.2219 | Moderate | 2 | Low | High | In | Mid | AllOptions | 1351 | 29266.38 | 8.5544 | 29219.7902 | ESR-4h-15 | 7.8177 | 1.8752 | 4.3826 | 14.8122 | 2.1719 | 0.89777 | 5.9617 | 7.1025
1 | 1.1678 | Large | 8 | Mid | High | In | Mid | AllOptions | 1352 | 29266.38 | 8.2453 | 29276.283 | NewCT1-1 | 5.7661 | 1.3831 | 4.3265 | 13.9549 | 1.9903 | 0.67882 | 5.9617 | 6.5085
1 | 0.86887 | Moderate | 8 | High | Mid | In | Low | LimitedEE | 1353 | 30710.37 | 8.6897 | 30643.9076 | ESR-4h-23 | 5.0815 | 1.2189 | 3.2262 | 13.1348 | 1.8223 | 0.4764 | 5.9617 | 5.9592
1 | 1.1478 | Moderate | 8 | Low | Mid | In | High | Ref | 1354 | 27856.5 | 8.2453 | 27857.112 | NewCT1-1 | 6.6396 | 1.5927 | 3.2689 | 13.1068 | 1.8161 | 0.46897 | 5.9617 | 5.9391
1 | 1.0206 | Moderate | 4 | Mid | Mid | In | High | DERBreakthrough | 1355 | 28095.27 | 8.2152 | 28100.9121 | ESR-4h-14 | 6.2129 | 1.4903 | 3.5196 | 13.2251 | 1.8399 | 0.49755 | 5.9617 | 6.0166
1 | 0.97544 | Zero | 6 | High | High | Out | Mid | LimitedEE | 1356 | 30710.37 | 8.6782 | 30645.5977 | ESR-4h-20 | 7.3087 | 1.7531 | 3.2826 | 13.714 | 1.945 | 0.62421 | 5.9617 | 6.3603
1 | 0.95777 | Moderate | 4 | Low | Mid | In | Mid | LimitedEE | 1357 | 30710.37 | 10.1526 | 30439.5659 | ESR-4h-24 | 7.6751 | 1.841 | 3.6291 | 15.6227 | 2.3482 | 1.1102 | 5.9617 | 7.6789
1 | 1.1126 | Zero | 8 | Mid | High | In | Mid | LimitedEE | 1358 | 30710.37 | 8.9953 | 30601.8536 | NewCT2-1 | 10.5966 | 2.5418 | 4.2449 | 15.782 | 2.3786 | 1.1468 | 5.9617 | 7.7783
1 | 1.0265 | Large | 6 | Low | Low | Out | Low | LimitedEE | 1359 | 30710.37 | 11.2828 | 30295.8052 | ESR-4h-21 | 11.6159 | 2.7863 | 3.8687 | 17.9379 | 2.8383 | 1.7009 | 5.9617 | 9.2817
1 | 0.79868 | Large | 4 | High | Low | In | Mid | LimitedEE | 1360 | 30710.37 | 11.5662 | 30261.0062 | NewCT2-2 | 7.4793 | 1.7941 | 3.4412 | 16.8015 | 2.5995 | 1.413 | 5.9617 | 8.5006
1 | 1.1459 | Large | 6 | Mid | Low | In | Mid | LimitedEE | 1361 | 30710.37 | 12.0011 | 30209.4141 | ESR-4h-18 | 10.0476 | 2.4101 | 3.6848 | 18.096 | 2.8729 | 1.7426 | 5.9617 | 9.3947
1 | 0.87323 | Moderate | 8 | High | Mid | In | High | AllOptions | 1362 | 29266.38 | 8.2453 | 29275.6885 | NewCT1-2 | 9.7733 | 2.3443 | 2.9465 | 13.5361 | 1.9091 | 0.58097 | 5.9617 | 6.243
1 | 1.1157 | Moderate | 8 | Low | Low | In | Mid | LimitedEE | 1363 | 30710.37 | 9.7699 | 30491.1922 | ESR-4h-16 | 7.2726 | 1.7445 | 2.9509 | 14.4653 | 2.1063 | 0.81866 | 5.9617 | 6.8879
1 | 1.004 | Moderate | 8 | High | Mid | Out | High | LimitedEE | 1364 | 30710.37 | 8.9953 | 30602.7885 | NewCT2-3 | 9.8477 | 2.3622 | 3.737 | 15.0945 | 2.2355 | 0.97433 | 5.9617 | 7.3103
1 | 0.94903 | Zero | 2 | High | Mid | In | Low | DERBreakthrough | 1365 | 28095.27 | 8.2453 | 28104.9219 | NewCT1-1 | 8.1726 | 1.9604 | 3.5594 | 13.7651 | 1.9542 | 0.63541 | 5.9617 | 6.3907
1 | 1.1404 | Zero | 6 | Low | Low | In | Mid | Ref | 1366 | 27856.5 | 8.2453 | 27860.5267 | NewCT1-3 | 8.7141 | 2.0903 | 3.2849 | 13.6204 | 1.9251 | 0.60025 | 5.9617 | 6.2953
1 | 1.0103 | Large | 6 | Mid | Mid | In | High | LimitedEE | 1367 | 30710.37 | 8.9953 | 30600.8914 | NewCT2-3 | 8.5911 | 2.0608 | 2.7833 | 13.8393 | 1.9744 | 0.65964 | 5.9617 | 6.4564
1 | 1.0822 | Large | 4 | Mid | Low | In | High | AllOptions | 1368 | 29266.38 | 9.3485 | 29105.3555 | ESR-4h-15 | 9.5472 | 2.2901 | 4.1743 | 15.8129 | 2.3855 | 1.1552 | 5.9617 | 7.801
1 | 1.1074 | Moderate | 8 | Low | High | In | Low | LimitedEE | 1369 | 30710.37 | 8.9953 | 30599.9607 | NewCT2-1 | 8.1379 | 1.952 | 3.1142 | 14.0616 | 2.0197 | 0.71427 | 5.9617 | 6.6046
1 | 1.2041 | Zero | 4 | Mid | High | In | High | Ref | 1370 | 27856.5 | 8.3814 | 27836.9166 | ESR-4h-4 | 9.6413 | 2.3127 | 2.3362 | 13.0302 | 1.8051 | 0.45565 | 5.9617 | 5.9029
1 | 0.9789 | Moderate | 4 | Mid | High | In | Mid | AllOptions | 1371 | 29266.38 | 7.8553 | 29327.4141 | ESR-4h-16 | 9.0348 | 2.1672 | 3.2196 | 13.242 | 1.8451 | 0.50389 | 5.9617 | 6.0338
1 | 0.94676 | Zero | 8 | Mid | Mid | In | High | DERBreakthrough | 1372 | 28095.27 | 8.2453 | 28104.7992 | NewCT1-1 | 8.7892 | 2.1083 | 3.1957 | 13.5493 | 1.9105 | 0.58266 | 5.9617 | 6.2475
1 | 0.88065 | Large | 2 | High | Low | Out | High | AllOptions | 1373 | 29266.38 | 8.9953 | 29164.1565 | NewCT2-1 | 9.3607 | 2.2454 | 3.2942 | 14.5348 | 2.1191 | 0.83413 | 5.9617 | 6.9299
1 | 1.1907 | Large | 4 | Low | High | In | High | Ref | 1374 | 27856.5 | 8.2513 | 27857.1359 | ESR-4h-3 | 5.3764 | 1.2897 | 3.4036 | 12.9446 | 1.7809 | 0.42655 | 5.9617 | 5.824
1 | 1.1689 | Zero | 6 | Mid | High | In | High | AllOptions | 1375 | 29266.38 | 8.2453 | 29274.3143 | NewCT1-2 | 9.6536 | 2.3156 | 2.4597 | 13.0206 | 1.8024 | 0.45235 | 5.9617 | 5.894
1 | 0.93079 | Large | 2 | Low | Low | In | Low | AllOptions | 1376 | 29266.38 | 9.7087 | 29055.1768 | ESR-4h-24 | 9.9325 | 2.3825 | 3.2716 | 15.3628 | 2.295 | 1.0461 | 5.9617 | 7.505
1 | 0.98011 | Zero | 6 | Mid | Mid | In | High | LimitedEE | 1377 | 30710.37 | 8.9953 | 30602.4858 | NewCT2-3 | 7.535 | 1.8074 | 3.7083 | 14.511 | 2.1118 | 0.82526 | 5.9617 | 6.9058
1 | 1.1938 | Moderate | 8 | Mid | Low | In | Mid | LimitedEE | 1378 | 30710.37 | 10.4597 | 30398.9141 | ESR-4h-13 | 11.0002 | 2.6386 | 4.2804 | 17.3788 | 2.7173 | 1.5551 | 5.9617 | 8.886
1 | 1.1765 | Zero | 2 | Low | High | In | Low | LimitedEE | 1379 | 30710.37 | 11.0704 | 30321.5741 | ESR-4h-20 | 10.1888 | 2.444 | 3.6777 | 17.1921 | 2.6811 | 1.5114 | 5.9617 | 8.7674
1 | 0.96975 | Large | 8 | Mid | Mid | In | Low | AllOptions | 1380 | 29266.38 | 8.2453 | 29275.4001 | NewCT1-3 | 10.6943 | 2.5653 | 2.7984 | 13.609 | 1.9254 | 0.6006 | 5.9617 | 6.2962
1 | 1.2039 | Large | 6 | Low | High | In | Low | LimitedEE | 1381 | 30710.37 | 8.9953 | 30607.0322 | NewCT2-2 | 9.5653 | 2.2944 | 3.3227 | 14.6124 | 2.1354 | 0.85379 | 5.9617 | 6.9832
1 | 0.76881 | Moderate | 8 | High | High | In | Low | Ref | 1382 | 27856.5 | 5.1728 | 28414.4649 | ESR-4h-15 | 4.893 | 1.1737 | 3.0911 | 9.4376 | 0.89499 | 0 | 5.9617 | 2.9267
1 | 0.87932 | Large | 2 | Mid | High | In | Mid | Ref | 1383 | 27856.5 | 5.2284 | 28401.456 | ESR-4h-13 | 5.7177 | 1.3715 | 3.0915 | 9.6914 | 0.96872 | 0 | 5.9617 | 3.1679
1 | 1.1072 | Large | 2 | Low | Mid | In | High | LimitedEE | 1384 | 30710.37 | 12.9206 | 30104.5741 | ESR-4h-28 | 10.4284 | 2.5015 | 3.88 | 19.3021 | 3.1278 | 2.0498 | 5.9617 | 10.2284
1 | 1.0261 | Large | 8 | Mid | High | In | Mid | LimitedEE | 1385 | 30710.37 | 8.2819 | 30705.2796 | ESR-4h-16 | 7.8309 | 1.8784 | 3.6215 | 13.7819 | 1.9575 | 0.63929 | 5.9617 | 6.4012
1 | 0.90845 | Zero | 2 | High | Mid | In | Low | LimitedEE | 1386 | 30710.37 | 12.2281 | 30183.0062 | ESR-4h-26 | 9.8918 | 2.3728 | 2.8833 | 17.4842 | 2.7475 | 1.5915 | 5.9617 | 8.9847
1 | 0.98988 | Zero | 8 | Low | Low | In | Low | LimitedEE | 1387 | 30710.37 | 8.9953 | 30604.6207 | NewCT2-4 | 7.596 | 1.8221 | 2.2475 | 13.0649 | 1.8129 | 0.46511 | 5.9617 | 5.9286
1 | 0.83336 | Zero | 2 | Mid | Low | In | High | AllOptions | 1388 | 29266.38 | 9.3 | 29112.2802 | NY-4 | 8.746 | 2.0979 | 3.3208 | 14.7187 | 2.158 | 0.88099 | 5.9617 | 7.057
1 | 0.76605 | Moderate | 8 | High | Mid | In | Mid | LimitedEE | 1389 | 30710.37 | 8.2453 | 30715.746 | NewCT1-4 | 7.565 | 1.8146 | 3.5661 | 13.626 | 1.9247 | 0.59979 | 5.9617 | 6.294
1 | 0.93103 | Large | 2 | Mid | Low | In | Low | LimitedEE | 1390 | 30710.37 | 13.6872 | 30090.37 | NECEC | 10.6812 | 2.5621 | 2.7944 | 19.0437 | 3.079 | 1.991 | 5.9617 | 10.0689
1 | 1.1997 | Large | 8 | Low | High | Out | High | AllOptions | 1391 | 29266.38 | 8.3383 | 29253.2747 | ESR-4h-7 | 9.2421 | 2.2169 | 3.0708 | 13.626 | 1.9275 | 0.60313 | 5.9617 | 6.3031
1 | 0.83409 | Large | 4 | High | Low | In | Low | DERBreakthrough | 1392 | 28095.27 | 8.1174 | 28115.36 | ESR-4h-19 | 7.1233 | 1.7087 | 2.4547 | 12.2807 | 1.6453 | 0.26311 | 5.9617 | 5.3805
1 | 0.82789 | Large | 6 | High | High | In | High | AllOptions | 1393 | 29266.38 | 6.6606 | 29530.292 | ESR-4h-17 | 7.0244 | 1.6849 | 4.7763 | 13.1219 | 1.8109 | 0.46267 | 5.9617 | 5.922
1 | 0.92586 | Moderate | 2 | High | High | In | Low | AllOptions | 1394 | 29266.38 | 7.3769 | 29406.1502 | ESR-4h-16 | 7.9602 | 1.9094 | 2.5721 | 11.8584 | 1.555 | 0.15428 | 5.9617 | 5.0852
1 | 0.81674 | Moderate | 8 | High | High | In | High | Ref | 1395 | 27856.5 | 5.4162 | 28361.7762 | ESR-2h-2 | 5.7986 | 1.3909 | 2.8815 | 9.6886 | 0.9695 | 0 | 5.9617 | 3.1704
1 | 0.92174 | Large | 2 | Mid | Low | In | High | LimitedEE | 1396 | 30710.37 | 13.6872 | 30090.37 | NECEC | 8.589 | 2.0603 | 3.7905 | 19.538 | 3.1784 | 2.1108 | 5.9617 | 10.3938
1 | 1.1758 | Moderate | 2 | Low | High | Out | High | LimitedEE | 1397 | 30710.37 | 11.0704 | 30321.5741 | ESR-4h-20 | 10.7828 | 2.5865 | 2.9178 | 16.5747 | 2.5542 | 1.3585 | 5.9617 | 8.3527
1 | 0.80145 | Large | 6 | High | High | Out | Low | AllOptions | 1398 | 29266.38 | 6.2992 | 29596.0212 | ESR-4h-17 | 7.2112 | 1.7298 | 3.0333 | 11.0623 | 1.3674 | 0 | 5.9617 | 4.4716
1 | 1.2129 | Large | 4 | Mid | Mid | In | Mid | AllOptions | 1399 | 29266.38 | 8.9953 | 29163.2372 | NewCT2-2 | 8.8129 | 2.114 | 3.7881 | 14.8973 | 2.1933 | 0.92355 | 5.9617 | 7.1725
1 | 1.2177 | Large | 6 | Mid | Mid | In | Mid | LimitedEE | 1400 | 30710.37 | 10.5978 | 30381.4392 | ESR-4h-14 | 6.2962 | 1.5103 | 2.896 | 15.0041 | 2.221 | 0.95687 | 5.9617 | 7.2629
1 | 0.825 | Large | 4 | High | Low | In | Mid | Ref | 1401 | 27856.5 | 7.2773 | 28012.2241 | ESR-4h-17 | 8.7216 | 2.0921 | 3.9468 | 13.3161 | 1.8568 | 0.51795 | 5.9617 | 6.072
1 | 0.89952 | Moderate | 4 | High | High | In | Low | DERBreakthrough | 1402 | 28095.27 | 5.4245 | 28600.1423 | ESR-4h-12 | 4.8807 | 1.1707 | 3.0856 | 9.6809 | 0.96569 | 0 | 5.9617 | 3.158
1 | 0.79603 | Zero | 6 | High | Low | In | Low | Ref | 1403 | 27856.5 | 7.4911 | 27977.1215 | ESR-4h-24 | 7.3948 | 1.7738 | 3.0473 | 12.3122 | 1.6487 | 0.26717 | 5.9617 | 5.3915
1 | 1.1971 | Large | 2 | Mid | High | In | High | DERBreakthrough | 1404 | 28095.27 | 8.3131 | 28085.5849 | ESR-4h-5 | 6.0279 | 1.4459 | 3.9529 | 13.7119 | 1.9408 | 0.61916 | 5.9617 | 6.3466
1 | 0.9753 | Large | 4 | Mid | Low | In | High | LimitedEE | 1405 | 30710.37 | 12.3796 | 30165.925 | ESR-4h-26 | 10.7504 | 2.5787 | 3.1743 | 18.1326 | 2.8835 | 1.7554 | 5.9617 | 9.4295
1 | 0.96595 | Large | 8 | Mid | High | In | Low | LimitedEE | 1406 | 30710.37 | 8.2453 | 30714.5686 | NewCT1-4 | 9.5997 | 2.3027 | 3.3392 | 13.8872 | 1.9814 | 0.66813 | 5.9617 | 6.4795
1 | 1.0603 | Moderate | 6 | High | High | Out | High | AllOptions | 1407 | 29266.38 | 8.2453 | 29275.6614 | NewCT1-1 | 6.8391 | 1.6405 | 3.3561 | 13.2419 | 1.8443 | 0.50294 | 5.9617 | 6.0312
1 | 1.1613 | Zero | 2 | Low | Mid | In | High | AllOptions | 1408 | 29266.38 | 10.3455 | 28970.5099 | ESR-4h-17 | 9.6688 | 2.3193 | 3.491 | 16.1557 | 2.4621 | 1.2475 | 5.9617 | 8.0514
1 | 1.2204 | Zero | 4 | Low | Mid | In | High | LimitedEE | 1409 | 30710.37 | 12.0284 | 30206.6363 | ESR-4h-21 | 9.9749 | 2.3927 | 3.6164 | 18.0375 | 2.8608 | 1.7281 | 5.9617 | 9.3554
1 | 1.0464 | Zero | 8 | High | Mid | In | Mid | AllOptions | 1410 | 29266.38 | 8.5274 | 29224.2703 | ESR-4h-13 | 6.1511 | 1.4755 | 3.8361 | 13.839 | 1.9684 | 0.65246 | 5.9617 | 6.4369
1 | 1.0033 | Moderate | 8 | High | Mid | In | Low | LimitedEE | 1411 | 30710.37 | 8.9953 | 30602.7885 | NewCT2-3 | 9.3998 | 2.2547 | 4.3801 | 15.6302 | 2.3456 | 1.107 | 5.9617 | 7.6704
1 | 1.0769 | Large | 4 | High | Mid | In | Low | Ref | 1412 | 27856.5 | 7.4841 | 27977.7241 | ESR-4h-11 | 7.2068 | 1.7287 | 2.9599 | 12.1728 | 1.6196 | 0.23208 | 5.9617 | 5.2963
1 | 1.1483 | Moderate | 6 | Low | High | In | Low | Ref | 1413 | 27856.5 | 7.8395 | 27921.2586 | ESR-4h-8 | 7.9422 | 1.9051 | 3.5459 | 13.2905 | 1.8536 | 0.51409 | 5.9617 | 6.0615
1 | 1.1295 | Moderate | 6 | Mid | Mid | In | Low | DERBreakthrough | 1414 | 28095.27 | 8.2453 | 28105.1395 | NewCT1-1 | 5.6771 | 1.3618 | 3.1991 | 12.8062 | 1.7527 | 0.39253 | 5.9617 | 5.7317
1 | 1.174 | Large | 2 | Low | Mid | In | Low | Ref | 1415 | 27856.5 | 8.2453 | 27857.112 | NewCT1-1 | 6.4225 | 1.5406 | 3.1614 | 12.9472 | 1.7829 | 0.42886 | 5.9617 | 5.8302
1 | 1.222 | Zero | 8 | Low | Low | In | Mid | Ref | 1416 | 27856.5 | 8.5552 | 27809.9564 | ESR-4h-11 | 7.8801 | 1.8902 | 4.4726 | 14.918 | 2.1939 | 0.92423 | 5.9617 | 7.1743
1 | 1.1258 | Moderate | 4 | Mid | Low | In | Low | LimitedEE | 1417 | 30710.37 | 13.6872 | 30090.37 | NECEC | 16.0477 | 3.8494 | 2.9876 | 20.5241 | 3.3922 | 2.3685 | 5.9617 | 11.093
1 | 1.1853 | Large | 8 | Mid | Mid | In | High | AllOptions | 1418 | 29266.38 | 8.2453 | 29275.5823 | NewCT1-4 | 8.7898 | 2.1084 | 3.4375 | 13.7911 | 1.9605 | 0.64291 | 5.9617 | 6.411
1 | 0.95426 | Moderate | 6 | Low | Mid | In | Low | DERBreakthrough | 1419 | 28095.27 | 7.6177 | 28194.5741 | ESR-4h-16 | 7.6816 | 1.8426 | 2.8746 | 12.3349 | 1.6545 | 0.27414 | 5.9617 | 5.4104
1 | 0.79305 | Moderate | 4 | Mid | Mid | In | Low | Ref | 1420 | 27856.5 | 5.8 | 28283.7577 | NY-4 | 8.135 | 1.9513 | 3.9579 | 11.7092 | 1.5156 | 0.10677 | 5.9617 | 4.9563
1 | 1.2353 | Moderate | 2 | Low | Mid | Out | Low | DERBreakthrough | 1421 | 28095.27 | 8.6843 | 28030.328 | ESR-4h-13 | 9.9069 | 2.3764 | 2.9613 | 14.022 | 2.0121 | 0.70517 | 5.9617 | 6.58
1 | 1.187 | Moderate | 6 | Mid | Mid | In | Mid | Ref | 1422 | 27856.5 | 8.2159 | 27862.6218 | ESR-4h-12 | 7.5727 | 1.8165 | 3.9715 | 14.0039 | 2.0026 | 0.69374 | 5.9617 | 6.5489
1 | 0.92059 | Moderate | 8 | High | High | Out | Low | DERBreakthrough | 1423 | 28095.27 | 5.6291 | 28556.8821 | ESR-4h-12 | 7.7256 | 1.8532 | 2.8437 | 10.3259 | 1.1549 | 0 | 5.9617 | 3.7768
1 | 1.1903 | Large | 8 | Mid | Mid | In | Low | DERBreakthrough | 1424 | 28095.27 | 8.2478 | 28096.1021 | ESR-4h-4 | 9.006 | 2.1603 | 3.023 | 13.4311 | 1.8864 | 0.55359 | 5.9617 | 6.1687
1 | 0.84689 | Moderate | 8 | High | Mid | In | Low | DERBreakthrough | 1425 | 28095.27 | 6.7817 | 28336.7241 | NY-5 | 3.8355 | 0.92003 | 2.2179 | 9.9197 | 1.0417 | 0 | 5.9617 | 3.4065
1 | 1.0334 | Large | 4 | Low | High | In | Low | LimitedEE | 1426 | 30710.37 | 8.9953 | 30605.7101 | NewCT2-1 | 9.64 | 2.3124 | 3.4614 | 14.769 | 2.1679 | 0.89291 | 5.9617 | 7.0894
1 | 0.80291 | Moderate | 6 | High | Low | In | High | LimitedEE | 1427 | 30710.37 | 8.9953 | 30607.2337 | NewCT2-3 | 9.3322 | 2.2385 | 3.4777 | 14.7115 | 2.1556 | 0.87809 | 5.9617 | 7.0491
1 | 1.0376 | Zero | 6 | High | High | Out | Low | DERBreakthrough | 1428 | 28095.27 | 6.7646 | 28341.2039 | ESR-4h-13 | 8.5984 | 2.0625 | 3.0477 | 11.8748 | 1.5559 | 0.15526 | 5.9617 | 5.0879
1 | 0.98152 | Moderate | 6 | Low | Low | In | Low | LimitedEE | 1429 | 30710.37 | 10.5434 | 30388.5075 | ESR-4h-22 | 6.9893 | 1.6765 | 3.146 | 15.3659 | 2.2964 | 1.0478 | 5.9617 | 7.5095
1 | 0.98823 | Zero | 8 | Mid | High | Out | High | Ref | 1430 | 27856.5 | 6.2857 | 28188.7886 | ESR-4h-14 | 5.9231 | 1.4208 | 3.7348 | 11.4413 | 1.46 | 0.039742 | 5.9617 | 4.7744
1 | 1.0317 | Large | 6 | High | Mid | In | High | AllOptions | 1431 | 29266.38 | 8.3495 | 29251.3654 | ESR-4h-13 | 9.5678 | 2.2951 | 3.6457 | 14.2902 | 2.0652 | 0.76918 | 5.9617 | 6.7536
1 | 0.83676 | Moderate | 2 | Mid | High | In | Low | LimitedEE | 1432 | 30710.37 | 8.2453 | 30718.9022 | NewCT1-1 | 9.2717 | 2.224 | 3.0202 | 13.4895 | 1.8988 | 0.56855 | 5.9617 | 6.2093
1 | 0.78042 | Large | 4 | Mid | Mid | In | Low | Ref | 1433 | 27856.5 | 5.5432 | 28335.1695 | ESR-4h-15 | 4.4739 | 1.0731 | 3.5945 | 10.2109 | 1.1158 | 0 | 5.9617 | 3.6488
1 | 1.224 | Moderate | 2 | Low | Mid | In | High | AllOptions | 1434 | 29266.38 | 10.6734 | 28927.7123 | ESR-4h-16 | 7.3729 | 1.7685 | 3.5405 | 15.9824 | 2.425 | 1.2028 | 5.9617 | 7.9302
1 | 1.1109 | Moderate | 8 | Low | Low | In | High | AllOptions | 1435 | 29266.38 | 8.9953 | 29157.9965 | NewCT2-1 | 11.4005 | 2.7347 | 3.3504 | 15.0803 | 2.2346 | 0.9733 | 5.9617 | 7.3075
1 | 1.215 | Large | 2 | Mid | Mid | In | High | DERBreakthrough | 1436 | 28095.27 | 8.4868 | 28060.0883 | ESR-4h-11 | 5.5047 | 1.3204 | 3.0821 | 12.8893 | 1.771 | 0.41457 | 5.9617 | 5.7915
1 | 0.76861 | Zero | 8 | High | Low | In | Mid | Ref | 1437 | 27856.5 | 7.1623 | 28031.7241 | NY-1 | 6.672 | 1.6004 | 2.9505 | 11.7132 | 1.5221 | 0.11457 | 5.9617 | 4.9775
1 | 1.0337 | Large | 2 | Low | Mid | In | Low | Ref | 1438 | 27856.5 | 7.6468 | 27951.0741 | ESR-4h-9 | 6.9484 | 1.6667 | 2.9753 | 12.2889 | 1.6442 | 0.26168 | 5.9617 | 5.3766
1 | 0.8004 | Large | 4 | Mid | Mid | In | High | Ref | 1439 | 27856.5 | 5.7951 | 28283.7352 | ESR-4h-15 | 5.4733 | 1.3129 | 2.3892 | 9.4972 | 0.91766 | 0 | 5.9617 | 3.0009
1 | 1.1688 | Zero | 4 | Mid | High | Out | Mid | LimitedEE | 1440 | 30710.37 | 9.8034 | 30486.7707 | ESR-4h-15 | 7.5448 | 1.8098 | 3.4097 | 15.0229 | 2.2221 | 0.95821 | 5.9617 | 7.2665
1 | 0.99504 | Moderate | 8 | Low | Low | In | Mid | DERBreakthrough | 1441 | 28095.27 | 8.2453 | 28103.1703 | NewCT1-2 | 6.9461 | 1.6662 | 2.9023 | 12.8137 | 1.756 | 0.39644 | 5.9617 | 5.7423
1 | 1.2165 | Large | 6 | Low | High | In | Mid | AllOptions | 1442 | 29266.38 | 8.5022 | 29227.7467 | ESR-4h-11 | 8.7664 | 2.1028 | 2.5418 | 13.1468 | 1.8287 | 0.48408 | 5.9617 | 5.9801
1 | 1.1609 | Zero | 6 | Mid | Mid | In | High | DERBreakthrough | 1443 | 28095.27 | 8.2453 | 28103.8447 | NewCT1-2 | 8.6336 | 2.0709 | 2.9856 | 13.3018 | 1.8591 | 0.52077 | 5.9617 | 6.0796
1 | 0.82673 | Zero | 4 | Mid | High | In | High | DERBreakthrough | 1444 | 28095.27 | 5.7675 | 28527.9141 | ESR-4h-15 | 7.2567 | 1.7407 | 3.7135 | 11.2217 | 1.4085 | 0 | 5.9617 | 4.606
1 | 1.0435 | Large | 8 | Low | Low | In | High | DERBreakthrough | 1445 | 28095.27 | 8.2453 | 28096.7749 | NewCT1-3 | 8.5557 | 2.0523 | 3.8726 | 14.1701 | 2.0385 | 0.73693 | 5.9617 | 6.6661
1 | 0.98159 | Zero | 6 | High | Mid | Out | High | AllOptions | 1446 | 29266.38 | 8.7623 | 29189.4239 | ESR-4h-15 | 11.4576 | 2.7484 | 3.0837 | 14.5944 | 2.1329 | 0.85079 | 5.9617 | 6.9751
1 | 0.82213 | Zero | 4 | High | Low | In | High | LimitedEE | 1447 | 30710.37 | 11.5662 | 30261.0062 | NY-5 | 9.4677 | 2.271 | 3.4725 | 17.3098 | 2.7072 | 1.5429 | 5.9617 | 8.8529
1 | 1.1878 | Large | 2 | Mid | High | In | Mid | DERBreakthrough | 1448 | 28095.27 | 8.2233 | 28100.2549 | ESR-4h-8 | 7.8992 | 1.8948 | 3.9102 | 14.0283 | 2.0082 | 0.70039 | 5.9617 | 6.567
1 | 1.0085 | Large | 6 | Mid | High | In | Low | Ref | 1449 | 27856.5 | 6.4825 | 28153.1674 | ESR-4h-8 | 6.0313 | 1.4467 | 3.302 | 11.2313 | 1.4144 | 0 | 5.9617 | 4.6254
1 | 0.89965 | Large | 2 | High | Mid | Out | Low | LimitedEE | 1450 | 30710.37 | 12.2281 | 30183.0062 | ESR-4h-26 | 11.3453 | 2.7214 | 4.0479 | 18.9975 | 3.0622 | 1.9708 | 5.9617 | 10.0139
1 | 1.0868 | Large | 4 | Low | High | In | Low | Ref | 1451 | 27856.5 | 7.2422 | 28019.8016 | ESR-4h-10 | 7.2165 | 1.731 | 3.0113 | 11.9846 | 1.5794 | 0.18359 | 5.9617 | 5.1647
1 | 1.2354 | Zero | 8 | Low | High | In | High | LimitedEE | 1452 | 30710.37 | 8.9953 | 30602.7594 | NewCT2-2 | 10.0299 | 2.4059 | 3.9036 | 15.3048 | 2.2792 | 1.027 | 5.9617 | 7.4532
1 | 0.78466 | Moderate | 6 | Mid | High | In | Mid | Ref | 1453 | 27856.5 | 5 | 28452.2378 | NY-3 | 4.8247 | 1.1573 | 3.5281 | 9.6855 | 0.96364 | 0 | 5.9617 | 3.1512
1 | 0.87517 | Zero | 2 | High | Low | In | High | Ref | 1454 | 27856.5 | 8.2453 | 27862.6936 | NewCT1-1 | 7.9577 | 1.9088 | 3.0387 | 13.1928 | 1.8357 | 0.49251 | 5.9617 | 6.0029
1 | 1.0613 | Moderate | 4 | Mid | High | In | Mid | Ref | 1455 | 27856.5 | 6.9953 | 28061.4811 | ESR-4h-8 | 9.3551 | 2.244 | 2.241 | 11.4804 | 1.4766 | 0.059783 | 5.9617 | 4.8288
1 | 1.1614 | Large | 2 | Low | Low | In | Mid | DERBreakthrough | 1456 | 28095.27 | 8.9953 | 27990.8715 | NewCT2-1 | 8.2453 | 1.9778 | 3.4792 | 14.4522 | 2.1006 | 0.81175 | 5.9617 | 6.8692
1 | 1.0148 | Large | 6 | Low | Mid | Out | Low | AllOptions | 1457 | 29266.38 | 8.2453 | 29269.8559 | NewCT1-3 | 9.908 | 2.3767 | 2.4829 | 13.1048 | 1.8201 | 0.47375 | 5.9617 | 5.952
1 | 1.0356 | Moderate | 2 | High | Mid | Out | High | LimitedEE | 1458 | 30710.37 | 13.5562 | 30045.9289 | ESR-4h-25 | 10.7179 | 2.5709 | 3.8812 | 20.0084 | 3.2777 | 2.2305 | 5.9617 | 10.7187
1 | 0.81103 | Moderate | 8 | Mid | Mid | Out | Mid | DERBreakthrough | 1459 | 28095.27 | 6.4302 | 28400.8898 | ESR-4h-17 | 9.8279 | 2.3574 | 3.3488 | 12.1364 | 1.6097 | 0.22017 | 5.9617 | 5.264
1 | 0.76636 | Moderate | 2 | High | Low | In | Low | Ref | 1460 | 27856.5 | 7.003 | 28059.7242 | ESR-4h-18 | 7.5881 | 1.8202 | 3.6765 | 12.4996 | 1.685 | 0.31088 | 5.9617 | 5.5101
1 | 0.76559 | Zero | 8 | Mid | High | Out | Low | Ref | 1461 | 27856.5 | 5.3562 | 28374.0908 | ESR-4h-17 | 7.9882 | 1.9161 | 2.7511 | 10.0235 | 1.0678 | 0 | 5.9617 | 3.4918
1 | 1.0963 | Large | 2 | Low | High | In | Low | Ref | 1462 | 27856.5 | 7.3352 | 28003.9308 | ESR-4h-10 | 7.0243 | 1.6849 | 2.0513 | 11.0715 | 1.3776 | 0 | 5.9617 | 4.5049
1 | 0.98977 | Large | 8 | Low | Low | In | High | DERBreakthrough | 1463 | 28095.27 | 8.2453 | 28098.6002 | NewCT1-2 | 7.6334 | 1.831 | 2.695 | 12.7714 | 1.7481 | 0.38701 | 5.9617 | 5.7167
1 | 1.0713 | Moderate | 2 | Mid | Mid | In | Mid | Ref | 1464 | 27856.5 | 7.7903 | 27927.9141 | ESR-4h-12 | 7.8641 | 1.8864 | 2.5301 | 12.2068 | 1.6292 | 0.24368 | 5.9617 | 5.3278
1 | 0.81453 | Zero | 2 | High | Low | In | Mid | DERBreakthrough | 1465 | 28095.27 | 7.8 | 28165.7697 | NY-2 | 7.4404 | 1.7847 | 4.4865 | 14.0713 | 2.0141 | 0.70751 | 5.9617 | 6.5863
1 | 1.216 | Large | 8 | Low | Low | In | Low | Ref | 1466 | 27856.5 | 8.497 | 27818.368 | ESR-4h-7 | 8.5811 | 2.0584 | 4.0282 | 14.5835 | 2.1254 | 0.84164 | 5.9617 | 6.9502
1 | 0.97979 | Moderate | 4 | Low | Mid | In | High | Ref | 1467 | 27856.5 | 7.5656 | 27964.7627 | ESR-4h-15 | 7.3996 | 1.775 | 3.6301 | 12.9707 | 1.7852 | 0.43171 | 5.9617 | 5.838
1 | 0.776 | Moderate | 8 | Mid | High | Out | Mid | AllOptions | 1468 | 29266.38 | 5.9512 | 29663.3604 | ESR-4h-20 | 7.2451 | 1.7379 | 3.8485 | 11.5375 | 1.4798 | 0.063583 | 5.9617 | 4.8391
1 | 1.1902 | Large | 6 | Low | High | In | Low | Ref | 1469 | 27856.5 | 8.2453 | 27857.5324 | NewCT1-3 | 8.064 | 1.9343 | 3.5794 | 13.759 | 1.9528 | 0.63372 | 5.9617 | 6.3861
1 | 1.0713 | Zero | 6 | Low | High | Out | Mid | AllOptions | 1470 | 29266.38 | 8.2453 | 29275.2459 | NewCT1-2 | 9.1313 | 2.1903 | 3.6355 | 14.0712 | 2.0188 | 0.71321 | 5.9617 | 6.6018
1 | 0.80287 | Zero | 8 | Mid | High | Out | High | DERBreakthrough | 1471 | 28095.27 | 5.5844 | 28566.1074 | ESR-4h-16 | 5.8458 | 1.4022 | 3.4249 | 10.4115 | 1.1754 | 0 | 5.9617 | 3.8436
1 | 1.1649 | Large | 6 | Low | Mid | In | High | LimitedEE | 1472 | 30710.37 | 10.3391 | 30414.5741 | ESR-4h-16 | 10.593 | 2.541 | 3.1038 | 15.9838 | 2.4278 | 1.2061 | 5.9617 | 7.9392
1 | 1.1604 | Zero | 6 | Mid | Low | In | High | DERBreakthrough | 1473 | 28095.27 | 8.6 | 28043.1441 | NY-3 | 5.8435 | 1.4017 | 4.7117 | 14.7134 | 2.1491 | 0.87027 | 5.9617 | 7.0279
1 | 1.1854 | Zero | 8 | Low | High | In | Low | DERBreakthrough | 1474 | 28095.27 | 8.2003 | 28102.4052 | ESR-4h-13 | 9.4145 | 2.2583 | 3.9587 | 14.4173 | 2.0905 | 0.79958 | 5.9617 | 6.8361
1 | 1.0461 | Moderate | 6 | Low | Low | In | High | Ref | 1475 | 27856.5 | 8.2453 | 27866.0719 | NewCT1-2 | 5.0599 | 1.2137 | 3.3922 | 12.8512 | 1.7612 | 0.40274 | 5.9617 | 5.7594
1 | 1.0091 | Moderate | 8 | High | Low | In | High | DERBreakthrough | 1476 | 28095.27 | 8.2453 | 28103.1539 | NewCT1-2 | 8.8017 | 2.1113 | 2.4077 | 12.7643 | 1.7482 | 0.38713 | 5.9617 | 5.717
1 | 0.82892 | Moderate | 8 | Mid | High | In | Mid | DERBreakthrough | 1477 | 28095.27 | 5.4162 | 28600.5531 | ESR-2h-3 | 4.5422 | 1.0895 | 2.8475 | 9.3532 | 0.87233 | 0 | 5.9617 | 2.8527
1 | 1.1725 | Large | 6 | Mid | Low | In | Low | LimitedEE | 1478 | 30710.37 | 12.0011 | 30209.4141 | ESR-4h-18 | 9.5047 | 2.2799 | 3.8602 | 18.1412 | 2.8815 | 1.753 | 5.9617 | 9.423
1 | 1.2046 | Moderate | 4 | Low | Low | In | High | Ref | 1479 | 27856.5 | 8.3867 | 27835.0394 | ESR-4h-14 | 5.0548 | 1.2125 | 3.1522 | 12.7514 | 1.7414 | 0.37883 | 5.9617 | 5.6945
1 | 0.87529 | Large | 2 | High | High | In | Mid | Ref | 1480 | 27856.5 | 5.1893 | 28410.3169 | ESR-4h-13 | 4.6716 | 1.1206 | 2.3996 | 8.7095 | 0.68874 | 0 | 5.9617 | 2.2523
1 | 1.0512 | Large | 6 | Mid | Low | Out | Low | AllOptions | 1481 | 29266.38 | 8.9953 | 29155.2492 | NewCT2-2 | 8.6218 | 2.0681 | 4.0141 | 15.0775 | 2.2303 | 0.96812 | 5.9617 | 7.2934
1 | 1.1037 | Large | 4 | Mid | High | In | Mid | AllOptions | 1482 | 29266.38 | 8.2453 | 29276.283 | NewCT1-1 | 6.0335 | 1.4473 | 2.9024 | 12.595 | 1.7095 | 0.34048 | 5.9617 | 5.5904
1 | 1.1086 | Large | 2 | Mid | Mid | In | High | LimitedEE | 1483 | 30710.37 | 13.6872 | 30090.37 | NECEC | 10.1323 | 2.4304 | 5.3078 | 21.4254 | 3.5706 | 2.5834 | 5.9617 | 11.6763
1 | 0.80772 | Large | 8 | High | High | In | High | AllOptions | 1484 | 29266.38 | 6.3849 | 29580.4302 | ESR-4h-17 | 5.751 | 1.3795 | 3.5342 | 11.2986 | 1.4308 | 0.0045777 | 5.9617 | 4.679
1 | 0.87285 | Moderate | 8 | Mid | Low | In | High | DERBreakthrough | 1485 | 28095.27 | 8.2453 | 28099.8803 | NewCT1-1 | 9.4371 | 2.2637 | 3.5369 | 14.0459 | 2.014 | 0.70741 | 5.9617 | 6.586
1 | 1.0769 | Moderate | 4 | Low | Mid | Out | Mid | AllOptions | 1486 | 29266.38 | 8.9953 | 29163.874 | NewCT2-1 | 7.0685 | 1.6955 | 2.7369 | 13.4277 | 1.8872 | 0.55464 | 5.9617 | 6.1715
1 | 1.113 | Large | 4 | Low | Low | In | High | Ref | 1487 | 27856.5 | 8.2453 | 27866.0719 | NewCT1-2 | 7.282 | 1.7467 | 3.8214 | 13.8134 | 1.963 | 0.64601 | 5.9617 | 6.4194
1 | 0.77798 | Zero | 2 | High | Low | In | Mid | DERBreakthrough | 1488 | 28095.27 | 7.8 | 28165.7697 | NY-2 | 7.0054 | 1.6804 | 3.246 | 12.7264 | 1.7355 | 0.3718 | 5.9617 | 5.6754
1 | 0.77864 | Zero | 4 | Mid | Low | In | High | LimitedEE | 1489 | 30710.37 | 10.8706 | 30346.5334 | NY-5 | 8.2554 | 1.9802 | 3.5689 | 16.4197 | 2.5177 | 1.3145 | 5.9617 | 8.2333
1 | 1.1135 | Large | 4 | Mid | Low | In | Low | AllOptions | 1490 | 29266.38 | 9.7424 | 29050.4953 | ESR-4h-15 | 8.5568 | 2.0525 | 3.1175 | 14.9125 | 2.2003 | 0.93193 | 5.9617 | 7.1952
1 | 1.0286 | Zero | 8 | Mid | Low | In | High | DERBreakthrough | 1491 | 28095.27 | 8.2453 | 28104.0418 | NewCT1-4 | 6.5197 | 1.5639 | 2.1662 | 11.9754 | 1.5821 | 0.18693 | 5.9617 | 5.1738
1 | 0.89815 | Moderate | 2 | High | Mid | In | Low | DERBreakthrough | 1492 | 28095.27 | 7.0275 | 28294.5973 | ESR-4h-14 | 6.9038 | 1.656 | 2.7795 | 11.463 | 1.4699 | 0.05172 | 5.9617 | 4.8069
1 | 0.875 | Zero | 6 | Mid | Mid | In | High | AllOptions | 1493 | 29266.38 | 8.2453 | 29276.2062 | NewCT1-3 | 8.8943 | 2.1335 | 4.0677 | 14.4465 | 2.0961 | 0.80633 | 5.9617 | 6.8544
1 | 1.0766 | Zero | 6 | Low | Low | In | Mid | Ref | 1494 | 27856.5 | 8.2453 | 27865.7983 | NewCT1-3 | 8.9675 | 2.151 | 4.8006 | 15.1969 | 2.2513 | 0.99337 | 5.9617 | 7.3619
1 | 1.152 | Zero | 4 | Mid | High | Out | Low | AllOptions | 1495 | 29266.38 | 8.2453 | 29274.3143 | NewCT1-2 | 6.8358 | 1.6397 | 2.6025 | 12.4875 | 1.6884 | 0.31501 | 5.9617 | 5.5213
1 | 1.153 | Moderate | 2 | Low | Mid | In | High | Ref | 1496 | 27856.5 | 8.2453 | 27857.112 | NewCT1-1 | 10.4554 | 2.508 | 3.2488 | 14.0021 | 2.0063 | 0.69814 | 5.9617 | 6.5609
1 | 1.2133 | Zero | 6 | Mid | High | In | Mid | Ref | 1497 | 27856.5 | 8.471 | 27823.1453 | ESR-4h-2 | 8.6221 | 2.0682 | 2.7904 | 13.3295 | 1.8661 | 0.52917 | 5.9617 | 6.1024
1 | 0.79498 | Zero | 4 | High | Low | In | High | DERBreakthrough | 1498 | 28095.27 | 7.8 | 28165.7697 | NY-2 | 10.2656 | 2.4624 | 3.4406 | 13.703 | 1.9417 | 0.62035 | 5.9617 | 6.3498
1 | 0.77908 | Moderate | 8 | High | Mid | In | High | AllOptions | 1499 | 29266.38 | 8.0688 | 29293.7241 | ESR-4h-24 | 9.1524 | 2.1954 | 3.176 | 13.4402 | 1.8874 | 0.55488 | 5.9617 | 6.1722
1 | 1.0903 | Moderate | 4 | Low | Low | In | Low | LimitedEE | 1500 | 30710.37 | 12.8532 | 30112.0741 | ESR-4h-27 | 7.4758 | 1.7932 | 4.0452 | 18.6916 | 2.9973 | 1.8925 | 5.9617 | 9.8017
1 | 0.88839 | Moderate | 2 | High | Mid | In | Low | Ref | 1501 | 27856.5 | 6.618 | 28128.0943 | ESR-4h-13 | 8.0154 | 1.9227 | 3.0724 | 11.6131 | 1.5002 | 0.088146 | 5.9617 | 4.9058
1 | 1.1737 | Large | 2 | Mid | Low | In | Mid | Ref | 1502 | 27856.5 | 8.9953 | 27750.0511 | NewCT2-1 | 6.5491 | 1.5709 | 2.9964 | 13.5627 | 1.9144 | 0.58742 | 5.9617 | 6.2605
1 | 1.2057 | Moderate | 2 | Low | High | In | Low | AllOptions | 1503 | 29266.38 | 8.3966 | 29243.9082 | ESR-4h-16 | 6.5277 | 1.5658 | 3.5093 | 13.4717 | 1.8923 | 0.56069 | 5.9617 | 6.1879
1 | 0.82372 | Moderate | 4 | High | Mid | In | Low | DERBreakthrough | 1504 | 28095.27 | 6.6037 | 28369.4084 | ESR-4h-15 | 4.4263 | 1.0617 | 3.3951 | 11.0606 | 1.3641 | 0 | 5.9617 | 4.4609
1 | 0.97754 | Zero | 8 | Mid | High | In | High | DERBreakthrough | 1505 | 28095.27 | 6.7976 | 28333.9141 | ESR-4h-14 | 7.3419 | 1.7611 | 2.9855 | 11.5442 | 1.486 | 0.071101 | 5.9617 | 4.8595
1 | 1.1303 | Zero | 8 | Mid | Low | In | Low | AllOptions | 1506 | 29266.38 | 8.9953 | 29161.217 | NewCT2-2 | 12.3504 | 2.9625 | 2.8449 | 14.8027 | 2.1785 | 0.90568 | 5.9617 | 7.124
1 | 0.92324 | Zero | 2 | Mid | Low | In | Low | AllOptions | 1507 | 29266.38 | 9.5843 | 29071.8982 | ESR-4h-24 | 8.3322 | 1.9987 | 4.0572 | 15.6402 | 2.3495 | 1.1118 | 5.9617 | 7.6832
1 | 0.81999 | Zero | 2 | High | High | In | Low | AllOptions | 1508 | 29266.38 | 7.8 | 29336.9402 | NY-2 | 5.8236 | 1.3969 | 1.9119 | 11.1088 | 1.3895 | 0 | 5.9617 | 4.5438
1 | 1.1029 | Zero | 4 | Mid | Mid | In | High | AllOptions | 1509 | 29266.38 | 9.0232 | 29151.6729 | ESR-4h-13 | 7.0151 | 1.6827 | 2.1998 | 12.9057 | 1.7794 | 0.42471 | 5.9617 | 5.819
1 | 1.1492 | Moderate | 4 | Mid | Mid | In | Low | LimitedEE | 1510 | 30710.37 | 12.0652 | 30201.9141 | ESR-4h-19 | 10.665 | 2.5582 | 3.6825 | 18.306 | 2.9175 | 1.7963 | 5.9617 | 9.5406
1 | 0.85006 | Zero | 2 | High | High | Out | Mid | AllOptions | 1511 | 29266.38 | 7.8 | 29336.9402 | NY-2 | 7.9118 | 1.8978 | 2.906 | 12.6038 | 1.7114 | 0.34272 | 5.9617 | 5.5965
1 | 1.2179 | Zero | 2 | Mid | Mid | Out | Mid | Ref | 1512 | 27856.5 | 8.5158 | 27816.4818 | ESR-4h-12 | 7.9223 | 1.9003 | 3.3297 | 13.7458 | 1.9514 | 0.63204 | 5.9617 | 6.3815
1 | 1.2319 | Moderate | 6 | Low | Mid | In | High | AllOptions | 1513 | 29266.38 | 8.9953 | 29164.2857 | NewCT2-1 | 8.3645 | 2.0064 | 4.2257 | 15.2274 | 2.2609 | 1.005 | 5.9617 | 7.3936
1 | 0.81774 | Zero | 6 | Mid | High | In | Mid | Ref | 1514 | 27856.5 | 5.4162 | 28361.6143 | ESR-2h-5 | 5.5456 | 1.3302 | 2.4934 | 9.2399 | 0.84211 | 0 | 5.9617 | 2.7538
1 | 0.81871 | Zero | 6 | Mid | High | In | Low | Ref | 1515 | 27856.5 | 5.4162 | 28361.6143 | ESR-2h-5 | 5.5362 | 1.328 | 3.3149 | 10.0591 | 1.0738 | 0 | 5.9617 | 3.5115
1 | 1.1475 | Zero | 8 | Mid | Mid | In | Low | Ref | 1516 | 27856.5 | 8.2453 | 27857.4589 | NewCT1-2 | 6.7552 | 1.6204 | 3.2465 | 13.1122 | 1.8174 | 0.47048 | 5.9617 | 5.9432
1 | 0.7691 | Moderate | 8 | High | High | In | Mid | AllOptions | 1517 | 29266.38 | 5.8568 | 29681.7692 | ESR-4h-20 | 6.7405 | 1.6169 | 2.5927 | 10.0663 | 1.0814 | 0 | 5.9617 | 3.5365
1 | 0.7854 | Zero | 4 | Mid | High | In | High | LimitedEE | 1518 | 30710.37 | 8.2453 | 30718.1726 | NewCT1-2 | 9.4951 | 2.2776 | 2.8047 | 13.3275 | 1.8656 | 0.52856 | 5.9617 | 6.1008
1 | 1.185 | Zero | 4 | Low | Low | In | Low | Ref | 1519 | 27856.5 | 8.9953 | 27750.5407 | NewCT2-1 | 8.7553 | 2.1001 | 3.8557 | 14.9511 | 2.2044 | 0.93686 | 5.9617 | 7.2086
1 | 1.1811 | Zero | 8 | Mid | High | Out | High | LimitedEE | 1520 | 30710.37 | 8.9953 | 30601.8536 | NewCT2-1 | 9.3742 | 2.2486 | 3.3075 | 14.5514 | 2.1226 | 0.83827 | 5.9617 | 6.9411
1 | 0.9303 | Moderate | 4 | Mid | Low | In | Low | DERBreakthrough | 1521 | 28095.27 | 8.2453 | 28103.5956 | NewCT1-1 | 8.3458 | 2.0019 | 3.8902 | 14.1373 | 2.0314 | 0.72843 | 5.9617 | 6.6431
1 | 1.0699 | Large | 2 | Mid | High | In | Low | LimitedEE | 1522 | 30710.37 | 9.9693 | 30464.1861 | ESR-4h-20 | 9.3024 | 2.2314 | 3.8395 | 16.0402 | 2.4356 | 1.2156 | 5.9617 | 7.9649
1 | 0.92161 | Moderate | 2 | Mid | High | In | Low | Ref | 1523 | 27856.5 | 5.639 | 28315.9284 | ESR-4h-11 | 6.5104 | 1.5617 | 3.3617 | 10.5623 | 1.2196 | 0 | 5.9617 | 3.9884
1 | 0.80123 | Large | 8 | Mid | Low | Out | High | Ref | 1524 | 27856.5 | 7.0649 | 28048.4141 | ESR-4h-18 | 5.0722 | 1.2167 | 3.1528 | 11.4345 | 1.4618 | 0.041904 | 5.9617 | 4.7803
1 | 0.87882 | Moderate | 2 | Mid | High | Out | High | DERBreakthrough | 1525 | 28095.27 | 5.4162 | 28600.5531 | ESR-2h-3 | 6.3567 | 1.5248 | 3.3178 | 10.2588 | 1.1318 | 0 | 5.9617 | 3.7012
1 | 0.86613 | Zero | 6 | High | High | In | Low | LimitedEE | 1526 | 30710.37 | 8.6 | 30658.2731 | NY-3 | 7.2231 | 1.7326 | 2.3747 | 12.7074 | 1.7363 | 0.37279 | 5.9617 | 5.6781
1 | 0.79975 | Moderate | 6 | High | Low | In | Low | DERBreakthrough | 1527 | 28095.27 | 7.5524 | 28205.6076 | ESR-4h-20 | 7.4417 | 1.7851 | 1.9539 | 11.2914 | 1.4381 | 0.013367 | 5.9617 | 4.7029
1 | 1.0765 | Large | 4 | Mid | High | In | Low | DERBreakthrough | 1528 | 28095.27 | 7.1432 | 28275.3919 | ESR-4h-9 | 8.3007 | 1.9911 | 3.5502 | 12.6845 | 1.7249 | 0.35902 | 5.9617 | 5.6407
1 | 0.86575 | Moderate | 2 | Mid | Low | In | Mid | LimitedEE | 1529 | 30710.37 | 13.6872 | 30090.37 | NECEC | 8.091 | 1.9408 | 3.4332 | 19.0611 | 3.0792 | 1.9912 | 5.9617 | 10.0693
1 | 0.91002 | Moderate | 6 | Mid | Low | Out | High | DERBreakthrough | 1530 | 28095.27 | 8.2453 | 28103.5956 | NewCT1-1 | 9.117 | 2.1869 | 4.2497 | 14.6819 | 2.145 | 0.86531 | 5.9617 | 7.0145
1 | 0.88974 | Moderate | 8 | High | Low | In | High | Ref | 1531 | 27856.5 | 7.5065 | 27974.8128 | ESR-4h-17 | 8.4093 | 2.0171 | 3.3806 | 12.9042 | 1.7725 | 0.41639 | 5.9617 | 5.7964
1 | 1.1012 | Large | 4 | Mid | Low | In | High | DERBreakthrough | 1532 | 28095.27 | 8.4876 | 28058.4141 | NewCT1-2 | 6.8435 | 1.6416 | 2.2605 | 12.3897 | 1.6695 | 0.29229 | 5.9617 | 5.4597
1 | 1.0831 | Zero | 2 | Mid | High | In | High | DERBreakthrough | 1533 | 28095.27 | 7.2068 | 28264.6172 | ESR-4h-13 | 7.2363 | 1.7358 | 3.5986 | 12.5412 | 1.6942 | 0.32203 | 5.9617 | 5.5404
1 | 1.2257 | Moderate | 6 | Low | Mid | In | High | Ref | 1534 | 27856.5 | 8.5907 | 27805.5175 | ESR-4h-6 | 6.413 | 1.5383 | 3.0507 | 13.1797 | 1.8328 | 0.48908 | 5.9617 | 5.9936
1 | 0.76832 | Moderate | 8 | Mid | High | In | Low | DERBreakthrough | 1535 | 28095.27 | 5.1669 | 28654.6214 | ESR-4h-16 | 6.3728 | 1.5287 | 2.973 | 9.6686 | 0.96298 | 0 | 5.9617 | 3.1491
1 | 0.98696 | Large | 4 | High | Low | Out | Mid | LimitedEE | 1536 | 30710.37 | 12.6071 | 30140.0337 | ESR-4h-25 | 7.877 | 1.8895 | 3.8433 | 18.3398 | 2.9238 | 1.8039 | 5.9617 | 9.5611
1 | 0.85279 | Moderate | 6 | Mid | Low | In | Mid | Ref | 1537 | 27856.5 | 7.214 | 28023.1868 | ESR-4h-21 | 6.2554 | 1.5005 | 2.5142 | 11.2287 | 1.4197 | 0 | 5.9617 | 4.6427
1 | 1.188 | Moderate | 8 | Mid | High | In | High | DERBreakthrough | 1538 | 28095.27 | 8.2249 | 28100.016 | ESR-4h-8 | 6.2127 | 1.4902 | 3.5231 | 13.2382 | 1.8426 | 0.50086 | 5.9617 | 6.0256
1 | 1.0937 | Zero | 8 | Low | Low | In | High | LimitedEE | 1539 | 30710.37 | 9.6763 | 30503.0741 | ESR-4h-17 | 7.5771 | 1.8175 | 3.824 | 15.3177 | 2.2824 | 1.0309 | 5.9617 | 7.4637
1 | 0.77679 | Moderate | 4 | Mid | Low | In | Mid | LimitedEE | 1540 | 30710.37 | 10.8706 | 30346.5334 | NewCT2-2 | 13.0072 | 3.12 | 3.1376 | 17.1282 | 2.6705 | 1.4987 | 5.9617 | 8.733
1 | 0.76451 | Zero | 4 | High | Low | In | Low | DERBreakthrough | 1541 | 28095.27 | 7.8 | 28165.7697 | NY-2 | 6.9372 | 1.664 | 2.8525 | 12.3166 | 1.6507 | 0.2696 | 5.9617 | 5.3981
1 | 1.086 | Large | 2 | Low | Mid | In | Low | Ref | 1542 | 27856.5 | 7.6529 | 27950.1071 | ESR-4h-9 | 5.7219 | 1.3725 | 3.8586 | 12.8841 | 1.7656 | 0.40801 | 5.9617 | 5.7737
1 | 0.8051 | Zero | 4 | High | High | In | High | Ref | 1543 | 27856.5 | 5.4162 | 28361.3119 | ESR-2h-8 | 3.2373 | 0.77655 | 3.1609 | 9.3537 | 0.87008 | 0 | 5.9617 | 2.8453
1 | 0.89448 | Large | 4 | High | Mid | In | Mid | Ref | 1544 | 27856.5 | 6.6916 | 28114.4938 | ESR-4h-13 | 4.7512 | 1.1397 | 3.0239 | 10.8552 | 1.3073 | 0 | 5.9617 | 4.2751
1 | 0.84287 | Moderate | 4 | High | Mid | In | Low | LimitedEE | 1545 | 30710.37 | 8.9953 | 30608.2641 | NewCT2-2 | 6.8248 | 1.6371 | 3.1244 | 13.7567 | 1.9549 | 0.63621 | 5.9617 | 6.3928
1 | 1.0525 | Zero | 4 | Low | Low | In | Low | Ref | 1546 | 27856.5 | 8.6017 | 27803.1569 | ESR-4h-15 | 8.6916 | 2.0849 | 2.519 | 13.2055 | 1.8413 | 0.49927 | 5.9617 | 6.0213
1 | 1.1079 | Large | 8 | Low | High | In | Mid | AllOptions | 1547 | 29266.38 | 8.2453 | 29276.177 | NewCT1-1 | 7.7238 | 1.8527 | 3.1506 | 13.2486 | 1.8469 | 0.50604 | 5.9617 | 6.0397
1 | 1.0706 | Moderate | 2 | Mid | Low | In | High | AllOptions | 1548 | 29266.38 | 12.0094 | 28764.9271 | ESR-4h-19 | 8.7614 | 2.1016 | 3.8498 | 17.9609 | 2.8433 | 1.7069 | 5.9617 | 9.2979
1 | 0.85844 | Large | 6 | Mid | Mid | In | Mid | Ref | 1549 | 27856.5 | 6.3775 | 28171.4141 | ESR-4h-14 | 7.3274 | 1.7576 | 2.1668 | 10.302 | 1.1531 | 0 | 5.9617 | 3.771
1 | 0.77418 | Moderate | 4 | Mid | Low | Out | High | DERBreakthrough | 1550 | 28095.27 | 7.1317 | 28276.3127 | ESR-4h-22 | 6.5673 | 1.5753 | 3.9526 | 12.6596 | 1.7174 | 0.34994 | 5.9617 | 5.6161
1 | 1.0884 | Moderate | 6 | Low | Mid | In | Mid | AllOptions | 1551 | 29266.38 | 8.8512 | 29175.8928 | ESR-4h-15 | 12.4354 | 2.9829 | 2.9629 | 14.797 | 2.1766 | 0.90344 | 5.9617 | 7.1179
1 | 0.76683 | Moderate | 8 | Mid | Mid | In | Mid | Ref | 1552 | 27856.5 | 5.8 | 28283.7577 | NY-4 | 6.6211 | 1.5882 | 4.3153 | 11.7035 | 1.5124 | 0.1029 | 5.9617 | 4.9458
1 | 0.97799 | Moderate | 4 | High | Low | Out | Low | AllOptions | 1553 | 29266.38 | 8.9953 | 29157.98 | NewCT2-2 | 5.4951 | 1.3181 | 3.3552 | 13.6686 | 1.9349 | 0.61211 | 5.9617 | 6.3275
1 | 0.96005 | Zero | 2 | High | Low | In | Mid | DERBreakthrough | 1554 | 28095.27 | 8.6 | 28042.825 | NY-3 | 9.8765 | 2.3691 | 3.6111 | 14.5802 | 2.127 | 0.84361 | 5.9617 | 6.9556
1 | 1.1306 | Zero | 2 | Mid | Mid | In | Mid | Ref | 1555 | 27856.5 | 8.3013 | 27847.9141 | NewCT1-1 | 6.4804 | 1.5545 | 2.6135 | 12.4692 | 1.6845 | 0.31025 | 5.9617 | 5.5084
1 | 0.83097 | Zero | 2 | High | Mid | In | High | Ref | 1556 | 27856.5 | 7.1 | 28043.4898 | NY-1 | 7.7273 | 1.8536 | 3.227 | 12.1805 | 1.6198 | 0.23228 | 5.9617 | 5.2968
1 | 1.2129 | Moderate | 4 | Low | High | Out | Mid | DERBreakthrough | 1557 | 28095.27 | 8.4669 | 28062.6847 | ESR-4h-4 | 6.3351 | 1.5196 | 3.4116 | 13.3981 | 1.8772 | 0.54253 | 5.9617 | 6.1387
1 | 0.8154 | Moderate | 8 | High | Mid | In | Mid | DERBreakthrough | 1558 | 28095.27 | 6.49 | 28389.7066 | ESR-4h-16 | 4.9756 | 1.1935 | 4.0447 | 11.7282 | 1.5192 | 0.11104 | 5.9617 | 4.9679
1 | 0.82691 | Zero | 4 | Mid | High | Out | Mid | DERBreakthrough | 1559 | 28095.27 | 5.7675 | 28527.9141 | ESR-4h-15 | 6.5126 | 1.5622 | 3.5433 | 10.873 | 1.3085 | 0 | 5.9617 | 4.2791
1 | 1.1859 | Large | 2 | Low | High | Out | High | LimitedEE | 1560 | 30710.37 | 11.0704 | 30321.5741 | ESR-4h-20 | 7.1768 | 1.7215 | 3.6523 | 16.4441 | 2.5224 | 1.3202 | 5.9617 | 8.2487
1 | 0.86946 | Zero | 8 | Mid | Mid | In | High | LimitedEE | 1561 | 30710.37 | 8.9953 | 30606.835 | NewCT2-1 | 8.8353 | 2.1193 | 2.1087 | 13.2233 | 1.8474 | 0.50659 | 5.9617 | 6.0411
1 | 0.94303 | Large | 4 | Low | Mid | In | High | Ref | 1562 | 27856.5 | 7.1304 | 28038.1301 | ESR-4h-15 | 9.8735 | 2.3684 | 3.1205 | 12.6192 | 1.7135 | 0.34523 | 5.9617 | 5.6033
1 | 1.235 | Large | 8 | Mid | Low | In | Low | AllOptions | 1563 | 29266.38 | 8.9953 | 29156.0131 | NewCT2-1 | 9.7186 | 2.3312 | 3.2681 | 14.5946 | 2.132 | 0.8496 | 5.9617 | 6.9718
1 | 0.80896 | Zero | 2 | High | High | In | High | Ref | 1564 | 27856.5 | 5.4162 | 28361.3119 | ESR-2h-8 | 6.1947 | 1.4859 | 3.7121 | 10.6142 | 1.2321 | 0 | 5.9617 | 4.029
1 | 0.90063 | Moderate | 8 | Mid | High | In | High | Ref | 1565 | 27856.5 | 5.4353 | 28358.2649 | ESR-4h-12 | 7.1817 | 1.7227 | 2.771 | 9.929 | 1.0402 | 0 | 5.9617 | 3.4015
1 | 1.1895 | Large | 4 | Low | Low | In | Low | Ref | 1566 | 27856.5 | 8.2453 | 27865.1663 | NewCT1-2 | 8.8985 | 2.1345 | 2.807 | 13.1868 | 1.8357 | 0.49254 | 5.9617 | 6.003
1 | 1.2205 | Moderate | 8 | Low | Mid | In | Low | AllOptions | 1567 | 29266.38 | 8.5403 | 29222.8966 | ESR-4h-14 | 10.7541 | 2.5796 | 3.9699 | 15.0897 | 2.2331 | 0.97155 | 5.9617 | 7.3027
1 | 0.96521 | Large | 4 | Low | Mid | In | Mid | AllOptions | 1568 | 29266.38 | 8.5384 | 29222.6948 | ESR-4h-19 | 10.0891 | 2.4201 | 3.8233 | 14.7818 | 2.1686 | 0.89375 | 5.9617 | 7.0916
1 | 1.1393 | Zero | 8 | Mid | Low | In | Low | LimitedEE | 1569 | 30710.37 | 10.0675 | 30451.0062 | ESR-4h-15 | 8.7738 | 2.1046 | 2.956 | 15.1281 | 2.2469 | 0.98818 | 5.9617 | 7.3479
1 | 0.87102 | Moderate | 8 | Mid | Low | In | High | AllOptions | 1570 | 29266.38 | 8.2453 | 29274.7971 | NewCT1-4 | 9.9916 | 2.3967 | 2.8466 | 13.4886 | 1.8995 | 0.56949 | 5.9617 | 6.2118
1 | 0.84434 | Large | 4 | Mid | Low | In | Mid | LimitedEE | 1571 | 30710.37 | 10.8706 | 30346.5334 | ESR-4h-28 | 9.2806 | 2.2262 | 4.5408 | 17.6375 | 2.7708 | 1.6195 | 5.9617 | 9.0609
1 | 0.78618 | Zero | 8 | High | High | Out | Low | LimitedEE | 1572 | 30710.37 | 8.2453 | 30713.1041 | NewCT1-2 | 8.5626 | 2.0539 | 3.3585 | 13.6577 | 1.9326 | 0.60931 | 5.9617 | 6.3198
1 | 0.99345 | Moderate | 2 | Low | High | In | Low | LimitedEE | 1573 | 30710.37 | 8.9953 | 30602.4208 | NewCT2-1 | 10.347 | 2.4819 | 4.3544 | 15.8316 | 2.3885 | 1.1588 | 5.9617 | 7.8107
1 | 1.1735 | Moderate | 8 | Mid | Mid | In | High | AllOptions | 1574 | 29266.38 | 8.2453 | 29275.5823 | NewCT1-4 | 5.16 | 1.2377 | 3.3612 | 12.8442 | 1.7599 | 0.40116 | 5.9617 | 5.7551
1 | 0.92569 | Zero | 6 | Mid | High | Out | Mid | AllOptions | 1575 | 29266.38 | 7.998 | 29305.3151 | ESR-4h-20 | 9.2374 | 2.2158 | 2.8192 | 13.033 | 1.803 | 0.45311 | 5.9617 | 5.896
1 | 0.99858 | Moderate | 2 | Mid | High | In | Mid | LimitedEE | 1576 | 30710.37 | 9.1088 | 30582.4141 | NewCT2-1 | 9.7293 | 2.3338 | 3.3188 | 14.7614 | 2.1671 | 0.89193 | 5.9617 | 7.0867
1 | 1.1107 | Moderate | 6 | Low | High | In | Mid | Ref | 1577 | 27856.5 | 7.4747 | 27980.152 | ESR-4h-10 | 8.1842 | 1.9632 | 3.8306 | 13.2684 | 1.8473 | 0.50653 | 5.9617 | 6.041
1 | 1.2253 | Large | 6 | Low | Low | In | High | DERBreakthrough | 1578 | 28095.27 | 8.5876 | 28043.7439 | ESR-4h-12 | 9.033 | 2.1668 | 3.4157 | 14.1701 | 2.041 | 0.74 | 5.9617 | 6.6745
1 | 1.1866 | Moderate | 4 | Low | Low | In | Mid | Ref | 1579 | 27856.5 | 8.2453 | 27865.1663 | NewCT1-2 | 7.7777 | 1.8656 | 2.864 | 12.9749 | 1.7904 | 0.43794 | 5.9617 | 5.8549
1 | 1.0304 | Zero | 8 | High | Mid | In | Low | AllOptions | 1580 | 29266.38 | 8.3443 | 29251.2241 | ESR-4h-13 | 9.0204 | 2.1637 | 2.9715 | 13.4795 | 1.8969 | 0.56631 | 5.9617 | 6.2032
1 | 0.79541 | Large | 2 | High | Mid | In | High | LimitedEE | 1581 | 30710.37 | 12.2281 | 30183.0062 | NewCT2-1 | 11.2151 | 2.6902 | 3.7856 | 18.7039 | 3.0014 | 1.8974 | 5.9617 | 9.8149
1 | 1.1283 | Moderate | 8 | Mid | Mid | In | High | LimitedEE | 1582 | 30710.37 | 8.9953 | 30605.5293 | NewCT2-4 | 9.1539 | 2.1958 | 3.3962 | 14.5873 | 2.1297 | 0.84686 | 5.9617 | 6.9644
1 | 1.0936 | Large | 6 | Low | Mid | Out | High | Ref | 1583 | 27856.5 | 7.7634 | 27932.6748 | ESR-4h-9 | 6.9523 | 1.6677 | 3.3067 | 12.7378 | 1.7376 | 0.3743 | 5.9617 | 5.6822
1 | 0.84465 | Zero | 4 | High | Low | In | High | AllOptions | 1584 | 29266.38 | 8.9953 | 29161.6661 | NewCT2-1 | 8.3577 | 2.0048 | 3.7789 | 14.7789 | 2.1682 | 0.89332 | 5.9617 | 7.0905
1 | 1.1702 | Zero | 4 | Mid | Mid | In | Mid | Ref | 1585 | 27856.5 | 8.2453 | 27857.4589 | NewCT1-2 | 9.8348 | 2.3591 | 3.4568 | 14.0612 | 2.0177 | 0.71186 | 5.9617 | 6.5981
1 | 0.82702 | Zero | 4 | Mid | Low | In | Low | Ref | 1586 | 27856.5 | 8.0011 | 27894.9689 | ESR-4h-23 | 5.7552 | 1.3805 | 4.838 | 14.2197 | 2.0436 | 0.74311 | 5.9617 | 6.6829
1 | 0.99387 | Moderate | 2 | High | Mid | In | Low | AllOptions | 1587 | 29266.38 | 8.9953 | 29157.005 | NewCT2-1 | 7.3994 | 1.7749 | 3.4073 | 14.1775 | 2.0426 | 0.74194 | 5.9617 | 6.6797
1 | 0.8067 | Moderate | 8 | Mid | Mid | In | High | AllOptions | 1588 | 29266.38 | 7.953 | 29311.9141 | ESR-4h-26 | 9.1376 | 2.1918 | 2.4894 | 12.6342 | 1.7202 | 0.35331 | 5.9617 | 5.6253
1 | 0.89618 | Large | 2 | Mid | Mid | In | High | AllOptions | 1589 | 29266.38 | 8.9953 | 29155.1409 | NewCT2-1 | 7.1497 | 1.715 | 3.7621 | 14.4724 | 2.1033 | 0.81501 | 5.9617 | 6.878
1 | 1.0969 | Large | 8 | Mid | High | In | Low | Ref | 1590 | 27856.5 | 7.3404 | 28002.7445 | ESR-4h-7 | 6.2868 | 1.508 | 3.753 | 12.6014 | 1.7061 | 0.3364 | 5.9617 | 5.5794
1 | 1.0851 | Zero | 8 | Mid | High | In | Low | LimitedEE | 1591 | 30710.37 | 8.9953 | 30608.0351 | NewCT2-1 | 8.5123 | 2.0419 | 3.5614 | 14.5985 | 2.1312 | 0.84863 | 5.9617 | 6.9692
1 | 1.0248 | Moderate | 8 | High | Mid | In | Mid | Ref | 1592 | 27856.5 | 7.4841 | 27977.7241 | ESR-4h-11 | 8.5441 | 2.0495 | 3.2771 | 12.8107 | 1.7532 | 0.39315 | 5.9617 | 5.7333
1 | 1.2018 | Large | 6 | Low | Mid | In | Mid | Ref | 1593 | 27856.5 | 8.3595 | 27840.6427 | ESR-4h-6 | 9.3513 | 2.2431 | 3.5211 | 14.1237 | 2.0306 | 0.72743 | 5.9617 | 6.6404
1 | 0.85029 | Large | 6 | Mid | Mid | In | Low | AllOptions | 1594 | 29266.38 | 8.2453 | 29275.0996 | NewCT1-2 | 4.8837 | 1.1715 | 3.0232 | 12.4399 | 1.676 | 0.30001 | 5.9617 | 5.4806
1 | 0.95239 | Large | 6 | High | High | In | High | LimitedEE | 1595 | 30710.37 | 8.3631 | 30692.7813 | ESR-4h-17 | 5.8214 | 1.3964 | 3.1479 | 12.9074 | 1.7745 | 0.41876 | 5.9617 | 5.8028
1 | 0.88144 | Large | 8 | High | High | In | Low | DERBreakthrough | 1596 | 28095.27 | 5.4162 | 28600.5052 | ESR-2h-1 | 6.6508 | 1.5953 | 2.9185 | 9.9301 | 1.0394 | 0 | 5.9617 | 3.3989
1 | 0.90878 | Zero | 4 | High | High | In | Mid | Ref | 1597 | 27856.5 | 5.5144 | 28342.2544 | ESR-4h-13 | 5.1439 | 1.2339 | 2.2593 | 9.0077 | 0.77643 | 0 | 5.9617 | 2.5391
1 | 0.91549 | Zero | 6 | High | Low | In | Mid | Ref | 1598 | 27856.5 | 8.2453 | 27862.6936 | NewCT1-1 | 9.3189 | 2.2353 | 3.3585 | 13.8391 | 1.9711 | 0.6557 | 5.9617 | 6.4457
1 | 0.78482 | Large | 4 | Mid | High | In | High | DERBreakthrough | 1599 | 28095.27 | 4.6565 | 28769.0741 | ESR-4h-21 | 6.1349 | 1.4716 | 2.2894 | 8.4175 | 0.60477 | 0 | 5.9617 | 1.9777
1 | 0.79807 | Large | 4 | High | High | In | Low | LimitedEE | 1600 | 30710.37 | 8.2453 | 30718.3879 | NewCT1-1 | 7.4303 | 1.7823 | 3.8051 | 13.8327 | 1.9672 | 0.65107 | 5.9617 | 6.4332
1 | 1.2004 | Large | 4 | Mid | Low | Out | Mid | DERBreakthrough | 1601 | 28095.27 | 8.4876 | 28058.4141 | ESR-4h-12 | 10.1164 | 2.4266 | 2.252 | 13.1662 | 1.8344 | 0.491 | 5.9617 | 5.9988
1 | 0.83074 | Zero | 2 | Mid | Mid | In | High | LimitedEE | 1602 | 30710.37 | 11.5381 | 30264.3923 | NY-5 | 14.1535 | 3.395 | 4.1876 | 19.1208 | 3.0876 | 2.0014 | 5.9617 | 10.0969
1 | 0.94344 | Zero | 6 | Mid | High | In | High | Ref | 1603 | 27856.5 | 5.8509 | 28274.276 | ESR-4h-14 | 6.2962 | 1.5103 | 3.028 | 10.3891 | 1.1719 | 0 | 5.9617 | 3.8322
1 | 1.109 | Large | 6 | Mid | High | In | High | LimitedEE | 1604 | 30710.37 | 8.9953 | 30602.1738 | NewCT2-2 | 10.036 | 2.4073 | 3.5187 | 14.9213 | 2.1999 | 0.9315 | 5.9617 | 7.1941
1 | 1.1261 | Moderate | 4 | Mid | Low | In | High | Ref | 1605 | 27856.5 | 8.2453 | 27866.3742 | NewCT1-2 | 11.577 | 2.777 | 3.8887 | 14.911 | 2.1957 | 0.92636 | 5.9617 | 7.1801
1 | 1.1627 | Zero | 2 | Mid | High | In | Mid | LimitedEE | 1606 | 30710.37 | 11.2389 | 30300.8358 | ESR-4h-19 | 9.5697 | 2.2955 | 3.3596 | 16.8941 | 2.6196 | 1.4373 | 5.9617 | 8.5664
1 | 1.063 | Zero | 4 | High | High | Out | Mid | AllOptions | 1607 | 29266.38 | 8.2453 | 29275.9572 | NewCT1-2 | 7.8698 | 1.8877 | 2.7709 | 12.9039 | 1.7759 | 0.42041 | 5.9617 | 5.8073
1 | 1.0177 | Moderate | 4 | Mid | Low | Out | Low | Ref | 1608 | 27856.5 | 8.2453 | 27861.1703 | NewCT1-2 | 7.6628 | 1.8381 | 2.8904 | 12.9737 | 1.79 | 0.43746 | 5.9617 | 5.8536
1 | 1.2122 | Large | 4 | Mid | Low | In | Low | LimitedEE | 1609 | 30710.37 | 13.6872 | 30090.37 | NECEC | 12.0844 | 2.8987 | 3.5331 | 20.119 | 3.3032 | 2.2611 | 5.9617 | 10.8018
1 | 0.88773 | Moderate | 6 | Mid | High | In | Low | LimitedEE | 1610 | 30710.37 | 8.2453 | 30719.5158 | NewCT1-3 | 10.1971 | 2.446 | 2.9432 | 13.6344 | 1.93 | 0.60614 | 5.9617 | 6.3113
1 | 1.0825 | Large | 4 | Low | High | In | High | LimitedEE | 1611 | 30710.37 | 8.9953 | 30607.8625 | NewCT2-2 | 6.2816 | 1.5068 | 3.9545 | 14.4566 | 2.0988 | 0.80967 | 5.9617 | 6.8635
1 | 0.97182 | Zero | 6 | Low | Mid | In | High | LimitedEE | 1612 | 30710.37 | 8.9953 | 30604.1411 | NewCT2-3 | 5.5143 | 1.3227 | 3.9397 | 14.2576 | 2.0567 | 0.75887 | 5.9617 | 6.7257
1 | 1.0005 | Moderate | 8 | Low | Low | In | High | AllOptions | 1613 | 29266.38 | 8.8687 | 29173.0741 | ESR-4h-17 | 6.6782 | 1.6019 | 3.645 | 14.1156 | 2.0282 | 0.72452 | 5.9617 | 6.6325
1 | 1.1075 | Large | 8 | Mid | Low | In | High | DERBreakthrough | 1614 | 28095.27 | 8.2453 | 28099.0229 | NewCT1-3 | 5.9878 | 1.4363 | 3.8058 | 13.4874 | 1.8939 | 0.56272 | 5.9617 | 6.1934
1 | 1.2178 | Moderate | 2 | Low | High | In | Mid | DERBreakthrough | 1615 | 28095.27 | 8.5143 | 28055.3679 | ESR-4h-7 | 9.8879 | 2.3718 | 3.0077 | 13.8939 | 1.9847 | 0.67208 | 5.9617 | 6.4902
1 | 1.0668 | Moderate | 4 | High | Mid | In | Mid | DERBreakthrough | 1616 | 28095.27 | 8.2453 | 28104.0673 | NewCT1-1 | 6.6989 | 1.6069 | 3.1208 | 12.9729 | 1.7886 | 0.43571 | 5.9617 | 5.8488
1 | 0.92361 | Large | 6 | High | Mid | In | Mid | LimitedEE | 1617 | 30710.37 | 8.9953 | 30600.0322 | NewCT2-2 | 7.5357 | 1.8076 | 2.9159 | 13.7188 | 1.948 | 0.6279 | 5.9617 | 6.3703
1 | 1.1345 | Zero | 6 | Mid | Low | In | Low | AllOptions | 1618 | 29266.38 | 8.9953 | 29161.217 | NewCT2-3 | 10.831 | 2.598 | 3.0538 | 14.6471 | 2.1443 | 0.86446 | 5.9617 | 7.0122
1 | 1.2061 | Zero | 6 | Mid | Low | In | High | Ref | 1619 | 27856.5 | 8.4009 | 27832.9273 | ESR-4h-12 | 7.8254 | 1.8771 | 3.7902 | 14.0681 | 2.0173 | 0.71139 | 5.9617 | 6.5968
1 | 0.93447 | Zero | 4 | Mid | Low | In | High | LimitedEE | 1620 | 30710.37 | 11.5831 | 30259.1846 | ESR-4h-27 | 7.8543 | 1.884 | 2.5857 | 16.0528 | 2.4453 | 1.2273 | 5.9617 | 7.9965
1 | 1.146 | Large | 4 | Mid | High | In | Low | DERBreakthrough | 1621 | 28095.27 | 7.8176 | 28163.1171 | ESR-4h-8 | 5.8529 | 1.4039 | 2.7813 | 12.0029 | 1.5845 | 0.18982 | 5.9617 | 5.1816
1 | 1.0792 | Moderate | 2 | High | High | Out | Low | LimitedEE | 1622 | 30710.37 | 10.0977 | 30446.3325 | ESR-4h-19 | 10.7723 | 2.584 | 2.9354 | 15.6171 | 2.3509 | 1.1134 | 5.9617 | 7.6877
1 | 0.98099 | Zero | 8 | Low | High | In | Low | Ref | 1623 | 27856.5 | 6.2154 | 28202.0749 | ESR-4h-15 | 5.5073 | 1.321 | 2.48 | 10.0164 | 1.0678 | 0 | 5.9617 | 3.4919
1 | 1.1869 | Large | 4 | Mid | Mid | In | High | DERBreakthrough | 1624 | 28095.27 | 8.2453 | 28105.1395 | NewCT1-1 | 8.3859 | 2.0115 | 3.4144 | 13.6712 | 1.9351 | 0.61238 | 5.9617 | 6.3282
1 | 1.2035 | Moderate | 2 | Low | Low | In | High | DERBreakthrough | 1625 | 28095.27 | 9.0094 | 27981.5741 | NewCT2-1 | 7.3528 | 1.7637 | 3.7509 | 14.524 | 2.1143 | 0.82829 | 5.9617 | 6.914
1 | 0.89695 | Moderate | 2 | Mid | Low | In | High | DERBreakthrough | 1626 | 28095.27 | 8.2453 | 28103.5956 | NewCT1-1 | 8.8267 | 2.1173 | 3.2271 | 13.5896 | 1.9189 | 0.59276 | 5.9617 | 6.2749
1 | 0.84578 | Large | 2 | High | Low | In | Low | DERBreakthrough | 1627 | 28095.27 | 8.2453 | 28102.4269 | NewCT1-1 | 7.639 | 1.8324 | 3.7839 | 13.8616 | 1.9735 | 0.65859 | 5.9617 | 6.4536
1 | 1.1858 | Moderate | 6 | Low | Low | Out | High | DERBreakthrough | 1628 | 28095.27 | 8.2453 | 28103.9214 | NewCT1-3 | 6.1785 | 1.482 | 2.3604 | 12.0877 | 1.6049 | 0.21437 | 5.9617 | 5.2482
1 | 0.91337 | Moderate | 8 | High | Mid | Out | Mid | AllOptions | 1629 | 29266.38 | 8.2453 | 29275.6885 | NewCT1-2 | 6.0779 | 1.4579 | 3.5079 | 13.2111 | 1.8369 | 0.49404 | 5.9617 | 6.0071
1 | 0.95829 | Large | 4 | Mid | Mid | In | Low | LimitedEE | 1630 | 30710.37 | 10.1612 | 30437.9105 | ESR-4h-22 | 9.0071 | 2.1606 | 2.8982 | 15.2199 | 2.2668 | 1.0121 | 5.9617 | 7.4127
1 | 1.1794 | Large | 8 | Low | High | In | High | LimitedEE | 1631 | 30710.37 | 8.9953 | 30607.0322 | NewCT2-1 | 8.3234 | 1.9966 | 3.5248 | 14.5166 | 2.114 | 0.82792 | 5.9617 | 6.913
1 | 1.2045 | Moderate | 2 | Mid | Low | Out | Low | DERBreakthrough | 1632 | 28095.27 | 8.9953 | 27989.5789 | NewCT2-1 | 8.1369 | 1.9518 | 3.0979 | 14.045 | 2.0163 | 0.71014 | 5.9617 | 6.5934
1 | 1.0645 | Zero | 8 | Mid | Mid | In | High | LimitedEE | 1633 | 30710.37 | 8.9953 | 30607.8426 | NewCT2-4 | 6.7829 | 1.627 | 2.1175 | 12.7398 | 1.7447 | 0.38282 | 5.9617 | 5.7053
1 | 1.0991 | Moderate | 8 | Low | Low | Out | Mid | Ref | 1634 | 27856.5 | 8.2453 | 27866.0719 | NewCT1-2 | 6.9316 | 1.6627 | 3.1658 | 13.0738 | 1.8097 | 0.46121 | 5.9617 | 5.918
1 | 0.83341 | Zero | 2 | High | High | In | High | LimitedEE | 1635 | 30710.37 | 8.9953 | 30605.4228 | NewCT2-1 | 8.7789 | 2.1058 | 3.4296 | 14.5306 | 2.1175 | 0.83215 | 5.9617 | 6.9245
1 | 0.98683 | Zero | 4 | High | Mid | Out | Mid | AllOptions | 1636 | 29266.38 | 8.834 | 29178.7091 | ESR-4h-18 | 10.8301 | 2.5978 | 3.2153 | 14.6471 | 2.1434 | 0.8634 | 5.9617 | 7.0093
1 | 0.90374 | Moderate | 8 | High | Mid | In | Mid | LimitedEE | 1637 | 30710.37 | 8.9953 | 30600.0322 | NewCT2-1 | 9.8327 | 2.3586 | 2.9986 | 14.3525 | 2.0821 | 0.78948 | 5.9617 | 6.8087
1 | 0.93516 | Zero | 8 | Mid | Mid | In | Mid | AllOptions | 1638 | 29266.38 | 8.2453 | 29274.6685 | NewCT1-3 | 8.9906 | 2.1566 | 2.9579 | 13.3597 | 1.8716 | 0.53577 | 5.9617 | 6.1203
1 | 1.1568 | Zero | 2 | Low | High | In | Low | DERBreakthrough | 1639 | 28095.27 | 7.922 | 28146.9777 | ESR-4h-14 | 9.3999 | 2.2548 | 3.1427 | 13.3195 | 1.862 | 0.52422 | 5.9617 | 6.089
1 | 0.79777 | Large | 8 | Mid | High | In | Mid | AllOptions | 1640 | 29266.38 | 6.1226 | 29629.4141 | ESR-4h-18 | 5.5392 | 1.3287 | 3.527 | 10.9783 | 1.3392 | 0 | 5.9617 | 4.3795
1 | 1.1552 | Large | 8 | Low | Low | In | Low | LimitedEE | 1641 | 30710.37 | 10.2682 | 30423.8902 | ESR-4h-16 | 7.7084 | 1.849 | 3.2115 | 15.3288 | 2.2881 | 1.0378 | 5.9617 | 7.4825
1 | 1.0406 | Moderate | 6 | High | High | In | High | LimitedEE | 1642 | 30710.37 | 8.9675 | 30602.7241 | ESR-4h-16 | 10.0307 | 2.4061 | 2.8344 | 14.208 | 2.0523 | 0.7536 | 5.9617 | 6.7114
1 | 1.1042 | Zero | 6 | Mid | Low | In | High | LimitedEE | 1643 | 30710.37 | 12.0011 | 30209.4141 | ESR-4h-18 | 14.4805 | 3.4734 | 4.1605 | 19.635 | 3.1969 | 2.1331 | 5.9617 | 10.4544
1 | 0.83346 | Zero | 2 | Mid | Low | In | Mid | DERBreakthrough | 1644 | 28095.27 | 8.107 | 28116.9402 | ESR-4h-25 | 6.8008 | 1.6313 | 2.8137 | 12.552 | 1.7009 | 0.33009 | 5.9617 | 5.5622
1 | 1.1668 | Zero | 4 | Mid | Low | In | Low | AllOptions | 1645 | 29266.38 | 10.4142 | 28961.6521 | ESR-4h-14 | 7.9143 | 1.8984 | 3.7728 | 16.0853 | 2.4456 | 1.2276 | 5.9617 | 7.9974
1 | 1.2151 | Moderate | 8 | Mid | Low | In | High | Ref | 1646 | 27856.5 | 8.4886 | 27821.1032 | ESR-4h-6 | 9.3392 | 2.2402 | 3.4564 | 14.1851 | 2.044 | 0.74358 | 5.9617 | 6.6842
1 | 0.79922 | Moderate | 6 | High | Mid | Out | Low | DERBreakthrough | 1647 | 28095.27 | 6.2687 | 28431.2917 | ESR-4h-17 | 6.0639 | 1.4546 | 2.5511 | 10.2743 | 1.1422 | 0 | 5.9617 | 3.7351
1 | 0.79215 | Zero | 6 | High | Mid | In | Mid | AllOptions | 1648 | 29266.38 | 8.2453 | 29271.4567 | NewCT1-2 | 8.3961 | 2.014 | 2.7885 | 13.0477 | 1.8063 | 0.45708 | 5.9617 | 5.9068
1 | 1.2073 | Moderate | 2 | Low | Low | In | Mid | LimitedEE | 1649 | 30710.37 | 13.6872 | 30090.37 | NECEC | 12.3741 | 2.9682 | 4.0254 | 20.6808 | 3.4197 | 2.4016 | 5.9617 | 11.1828
1 | 1.1342 | Large | 2 | Mid | Mid | In | Mid | DERBreakthrough | 1650 | 28095.27 | 8.2453 | 28105.1395 | NewCT1-1 | 8.0685 | 1.9354 | 3.3152 | 13.4959 | 1.8985 | 0.5682 | 5.9617 | 6.2083
1 | 0.90468 | Large | 6 | Mid | Low | In | High | Ref | 1651 | 27856.5 | 7.7107 | 27941.5471 | ESR-4h-18 | 5.9643 | 1.4307 | 3.5619 | 12.7033 | 1.7288 | 0.36376 | 5.9617 | 5.6536
1 | 1.1527 | Moderate | 4 | Low | Low | In | High | LimitedEE | 1652 | 30710.37 | 13.3597 | 30058.3284 | ESR-4h-27 | 9.8786 | 2.3696 | 4.2819 | 20.0111 | 3.2761 | 2.2285 | 5.9617 | 10.7133
1 | 0.9723 | Zero | 4 | High | Low | In | High | Ref | 1653 | 27856.5 | 8.2453 | 27865.2085 | NewCT1-2 | 9.2816 | 2.2264 | 2.6157 | 13.0874 | 1.8157 | 0.46839 | 5.9617 | 5.9375
1 | 0.99124 | Moderate | 4 | Low | Mid | In | High | LimitedEE | 1654 | 30710.37 | 10.7034 | 30368.1633 | ESR-4h-23 | 10.5856 | 2.5392 | 3.4537 | 16.6962 | 2.577 | 1.386 | 5.9617 | 8.4273
1 | 0.92646 | Large | 4 | Mid | High | In | Low | AllOptions | 1655 | 29266.38 | 7.3844 | 29405.0279 | ESR-4h-17 | 6.5791 | 1.5781 | 3.1734 | 12.136 | 1.6106 | 0.22124 | 5.9617 | 5.2669
1 | 1.0105 | Large | 4 | Mid | High | In | High | LimitedEE | 1656 | 30710.37 | 8.9953 | 30604.3581 | NewCT2-1 | 6.1065 | 1.4648 | 4.2658 | 14.7258 | 2.1543 | 0.87646 | 5.9617 | 7.0447
1 | 0.84886 | Large | 6 | High | High | Out | High | AllOptions | 1657 | 29266.38 | 6.8672 | 29492.7241 | ESR-4h-16 | 5.4327 | 1.3031 | 3.2194 | 11.3897 | 1.4519 | 0.030013 | 5.9617 | 4.748
1 | 0.83214 | Large | 4 | High | High | In | Low | Ref | 1658 | 27856.5 | 4.7704 | 28505.3017 | ESR-4h-13 | 5.6023 | 1.3438 | 3.102 | 9.2162 | 0.83057 | 0 | 5.9617 | 2.7161
1 | 1.1423 | Zero | 4 | Low | Low | In | High | LimitedEE | 1659 | 30710.37 | 13.1888 | 30076.4598 | ESR-4h-27 | 10.0049 | 2.3999 | 2.9922 | 18.5809 | 2.9797 | 1.8713 | 5.9617 | 9.744
1 | 0.82006 | Large | 4 | Mid | Low | In | Low | AllOptions | 1660 | 29266.38 | 8.2453 | 29271.0148 | NewCT1-2 | 8.493 | 2.0372 | 2.8957 | 13.1782 | 1.8334 | 0.48974 | 5.9617 | 5.9954
1 | 1.0241 | Moderate | 4 | High | Low | In | Low | DERBreakthrough | 1661 | 28095.27 | 8.2585 | 28093.6239 | ESR-4h-12 | 6.3458 | 1.5222 | 3.7396 | 13.5203 | 1.9013 | 0.57157 | 5.9617 | 6.2175
1 | 0.93852 | Large | 6 | Mid | Mid | In | Mid | LimitedEE | 1662 | 30710.37 | 8.9953 | 30601.4498 | NewCT2-3 | 9.4466 | 2.266 | 3.9623 | 15.2235 | 2.2616 | 1.0058 | 5.9617 | 7.3957
1 | 1.0405 | Moderate | 2 | Mid | Low | In | High | LimitedEE | 1663 | 30710.37 | 13.6872 | 30090.37 | NECEC | 13.7785 | 3.3051 | 3.135 | 20.1272 | 3.3071 | 2.2659 | 5.9617 | 10.8148
1 | 0.95246 | Zero | 2 | High | Mid | Out | Low | Ref | 1664 | 27856.5 | 8.0504 | 27886.7241 | NY-2 | 6.7427 | 1.6174 | 2.9237 | 12.5915 | 1.7087 | 0.33945 | 5.9617 | 5.5876
1 | 0.99197 | Moderate | 8 | High | Low | In | Low | AllOptions | 1665 | 29266.38 | 8.8711 | 29172.7241 | NewCT1-4 | 8.785 | 2.1073 | 2.9495 | 13.9279 | 1.9922 | 0.68117 | 5.9617 | 6.5148
1 | 0.93705 | Moderate | 6 | High | Mid | In | Mid | AllOptions | 1666 | 29266.38 | 8.2453 | 29275.6885 | NewCT1-2 | 10.2364 | 2.4554 | 3.3235 | 14.0242 | 2.0106 | 0.70329 | 5.9617 | 6.5748
1 | 0.99767 | Zero | 6 | High | High | In | Mid | LimitedEE | 1667 | 30710.37 | 8.9822 | 30601.1078 | ESR-4h-19 | 9.9155 | 2.3784 | 2.7742 | 14.1349 | 2.0371 | 0.73531 | 5.9617 | 6.6617
1 | 0.82185 | Large | 8 | Mid | High | In | Low | Ref | 1668 | 27856.5 | 4.6705 | 28527.9482 | ESR-4h-13 | 6.2372 | 1.4961 | 2.3568 | 8.5234 | 0.63502 | 0 | 5.9617 | 2.0766
1 | 1.1006 | Zero | 2 | Low | Mid | In | Mid | LimitedEE | 1669 | 30710.37 | 12.9206 | 30104.5741 | ESR-4h-28 | 8.6292 | 2.0699 | 3.241 | 18.2315 | 2.9041 | 1.7802 | 5.9617 | 9.4969
1 | 0.84073 | Zero | 6 | Mid | Mid | In | High | DERBreakthrough | 1670 | 28095.27 | 7.7019 | 28180.9141 | NY-1 | 7.8714 | 1.8881 | 4.5581 | 14.1481 | 2.03 | 0.72669 | 5.9617 | 6.6384
1 | 0.86503 | Moderate | 2 | Mid | High | In | High | Ref | 1671 | 27856.5 | 5.2433 | 28398.0741 | ESR-4h-14 | 7.0274 | 1.6857 | 2.8545 | 9.7835 | 0.99727 | 0 | 5.9617 | 3.2612
1 | 0.76734 | Zero | 2 | High | Low | In | Mid | AllOptions | 1672 | 29266.38 | 8.9953 | 29160.146 | NewCT2-1 | 10.4516 | 2.507 | 3.1051 | 14.6075 | 2.1356 | 0.85399 | 5.9617 | 6.9837
1 | 0.77868 | Large | 8 | Mid | High | In | High | AllOptions | 1673 | 29266.38 | 5.9879 | 29656.1443 | ESR-4h-19 | 5.1853 | 1.2438 | 3.4569 | 10.6886 | 1.2556 | 0 | 5.9617 | 4.106
1 | 1 | Moderate | 4 | High | Mid | Out | Mid | AllOptions | 1674 | 29266.38 | 8.9953 | 29161.3737 | NewCT2-1 | 8.2311 | 1.9744 | 3.0549 | 14.0246 | 2.0122 | 0.70521 | 5.9617 | 6.5801
1 | 0.86771 | Large | 8 | High | Low | In | High | LimitedEE | 1675 | 30710.37 | 8.9953 | 30607.2337 | NewCT2-2 | 5.0762 | 1.2176 | 3.1321 | 13.345 | 1.8675 | 0.53082 | 5.9617 | 6.1069
1 | 1.2262 | Moderate | 6 | Low | High | In | Low | DERBreakthrough | 1676 | 28095.27 | 8.5964 | 28043.02 | ESR-4h-2 | 6.3985 | 1.5348 | 3.1207 | 13.2519 | 1.8478 | 0.50708 | 5.9617 | 6.0425
1 | 0.98906 | Zero | 8 | High | Low | Out | Low | AllOptions | 1677 | 29266.38 | 8.8645 | 29174.1378 | ESR-4h-17 | 8.2971 | 1.9902 | 2.3187 | 13.1734 | 1.8356 | 0.4924 | 5.9617 | 6.0027
1 | 0.79697 | Moderate | 6 | Mid | Low | In | Mid | LimitedEE | 1678 | 30710.37 | 8.9953 | 30606.8622 | NewCT2-2 | 6.4996 | 1.5591 | 2.4037 | 12.958 | 1.7894 | 0.43673 | 5.9617 | 5.8516
1 | 1.1162 | Large | 6 | Low | Low | Out | High | AllOptions | 1679 | 29266.38 | 8.9953 | 29157.9965 | NewCT2-2 | 7.0014 | 1.6794 | 3.0732 | 13.7479 | 1.9533 | 0.6343 | 5.9617 | 6.3877
1 | 0.85998 | Large | 4 | Mid | High | In | Low | Ref | 1680 | 27856.5 | 5.0406 | 28444.0261 | ESR-4h-13 | 3.9615 | 0.95025 | 3.0804 | 9.0713 | 0.78866 | 0 | 5.9617 | 2.579
1 | 1.1328 | Large | 4 | Mid | Mid | In | Low | AllOptions | 1681 | 29266.38 | 8.9953 | 29163.2372 | NewCT2-2 | 8.2135 | 1.9702 | 2.9752 | 13.9407 | 1.9948 | 0.68427 | 5.9617 | 6.5233
1 | 1.1032 | Zero | 2 | Low | Low | In | Mid | AllOptions | 1682 | 29266.38 | 12.1112 | 28752.5741 | ESR-4h-20 | 11.6551 | 2.7957 | 3.3794 | 18.2863 | 2.915 | 1.7933 | 5.9617 | 9.5324
1 | 0.88049 | Large | 4 | High | Mid | In | Low | AllOptions | 1683 | 29266.38 | 8.2453 | 29275.6885 | NewCT1-2 | 9.1294 | 2.1899 | 3.2947 | 13.7298 | 1.9482 | 0.62818 | 5.9617 | 6.3711
1 | 1.1995 | Large | 8 | Mid | Low | In | High | LimitedEE | 1684 | 30710.37 | 10.4597 | 30398.9141 | ESR-4h-13 | 7.287 | 1.7479 | 3.5783 | 15.7859 | 2.3831 | 1.1523 | 5.9617 | 7.7931
1 | 1.1955 | Large | 4 | Low | Low | In | High | LimitedEE | 1685 | 30710.37 | 13.6872 | 30090.37 | NECEC | 10.1997 | 2.4466 | 3.1523 | 19.2861 | 3.1285 | 2.0506 | 5.9617 | 10.2306
1 | 1.1854 | Zero | 8 | Mid | Mid | In | High | LimitedEE | 1686 | 30710.37 | 9.0704 | 30587.9141 | NewCT2-4 | 8.4116 | 2.0177 | 4.465 | 15.553 | 2.3287 | 1.0867 | 5.9617 | 7.6153
1 | 0.88626 | Moderate | 4 | High | Mid | In | Mid | DERBreakthrough | 1687 | 28095.27 | 6.8777 | 28320.2794 | ESR-4h-14 | 7.0748 | 1.697 | 3.4127 | 11.9874 | 1.5777 | 0.1816 | 5.9617 | 5.1594
1 | 0.83009 | Moderate | 8 | High | Mid | In | Mid | AllOptions | 1688 | 29266.38 | 8.0688 | 29293.7241 | ESR-4h-24 | 4.906 | 1.1768 | 4.3261 | 13.5717 | 1.9089 | 0.58079 | 5.9617 | 6.2425
1 | 1.0038 | Moderate | 2 | Mid | Mid | In | Mid | AllOptions | 1689 | 29266.38 | 9.0661 | 29144.6051 | ESR-4h-17 | 9.1967 | 2.206 | 2.2619 | 13.534 | 1.9124 | 0.58503 | 5.9617 | 6.254
1 | 1.1069 | Zero | 8 | Low | Low | In | Mid | AllOptions | 1690 | 29266.38 | 8.9953 | 29162.4053 | NewCT2-2 | 7.827 | 1.8775 | 3.6491 | 14.5219 | 2.1144 | 0.82843 | 5.9617 | 6.9144
1 | 0.96162 | Moderate | 4 | Low | High | In | High | LimitedEE | 1691 | 30710.37 | 8.7051 | 30641.0741 | ESR-4h-23 | 6.8758 | 1.6493 | 3.193 | 13.5474 | 1.9101 | 0.58219 | 5.9617 | 6.2463
1 | 1.0181 | Moderate | 4 | Low | Mid | In | Mid | LimitedEE | 1692 | 30710.37 | 11.1446 | 30312.4083 | ESR-4h-22 | 10.9743 | 2.6324 | 3.0261 | 16.8031 | 2.6021 | 1.4162 | 5.9617 | 8.5093
1 | 1.1149 | Large | 4 | Mid | Mid | In | High | LimitedEE | 1693 | 30710.37 | 12.0652 | 30201.9141 | ESR-4h-19 | 7.4028 | 1.7757 | 3.5608 | 17.4018 | 2.7262 | 1.5658 | 5.9617 | 8.9151
1 | 1.0725 | Large | 8 | Low | High | In | High | DERBreakthrough | 1694 | 28095.27 | 7.1036 | 28281.4512 | ESR-4h-12 | 8.575 | 2.0569 | 3.3448 | 12.5053 | 1.688 | 0.31457 | 5.9617 | 5.5201
1 | 1.0007 | Zero | 8 | Low | Mid | In | High | DERBreakthrough | 1695 | 28095.27 | 8.2453 | 28097.1145 | NewCT1-1 | 5.4172 | 1.2994 | 2.6381 | 12.1828 | 1.6235 | 0.23681 | 5.9617 | 5.3092
1 | 1.1501 | Moderate | 6 | Mid | High | In | Mid | Ref | 1696 | 27856.5 | 7.8573 | 27918.3701 | ESR-4h-7 | 10.925 | 2.6206 | 2.7779 | 13.2558 | 1.8505 | 0.51038 | 5.9617 | 6.0514
1 | 1.1922 | Zero | 6 | Mid | Mid | Out | Low | Ref | 1697 | 27856.5 | 8.2663 | 27853.8878 | ESR-4h-8 | 7.5304 | 1.8063 | 3.1412 | 13.2138 | 1.8396 | 0.49719 | 5.9617 | 6.0156
1 | 0.80447 | Zero | 6 | Mid | High | In | Mid | LimitedEE | 1698 | 30710.37 | 8.2453 | 30714.117 | NewCT1-2 | 5.8167 | 1.3953 | 3.6912 | 13.3317 | 1.8615 | 0.52367 | 5.9617 | 6.0875
1 | 0.9866 | Zero | 2 | High | Mid | Out | High | AllOptions | 1699 | 29266.38 | 8.9953 | 29158.8603 | NewCT2-1 | 9.9823 | 2.3945 | 3.0988 | 14.4886 | 2.1104 | 0.82361 | 5.9617 | 6.9013
1 | 1.139 | Moderate | 6 | Low | Low | Out | Mid | LimitedEE | 1700 | 30710.37 | 11.8045 | 30232.5741 | ESR-4h-20 | 9.1141 | 2.1862 | 3.3708 | 17.3614 | 2.7187 | 1.5568 | 5.9617 | 8.8906
1 | 0.84569 | Moderate | 2 | Mid | Low | In | Mid | Ref | 1701 | 27856.5 | 7.0649 | 28048.4141 | ESR-4h-21 | 8.9336 | 2.1429 | 2.319 | 11.5268 | 1.4861 | 0.071142 | 5.9617 | 4.8596
1 | 1.1267 | Zero | 6 | Mid | Low | In | Low | Ref | 1702 | 27856.5 | 8.2453 | 27865.0466 | NewCT1-3 | 6.0189 | 1.4438 | 3.0555 | 12.7445 | 1.7404 | 0.37772 | 5.9617 | 5.6915
1 | 1.1302 | Moderate | 4 | Mid | High | In | Mid | AllOptions | 1703 | 29266.38 | 8.2453 | 29276.283 | NewCT1-1 | 9.3603 | 2.2453 | 2.1373 | 12.6279 | 1.7208 | 0.35405 | 5.9617 | 5.6273
1 | 1.2138 | Moderate | 8 | Mid | High | In | Low | DERBreakthrough | 1704 | 28095.27 | 8.2453 | 28095.4249 | NewCT1-4 | 6.065 | 1.4548 | 3.8142 | 13.5143 | 1.8996 | 0.56954 | 5.9617 | 6.2119
1 | 1.009 | Zero | 2 | Mid | Low | Out | Mid | DERBreakthrough | 1705 | 28095.27 | 8.9953 | 27992.0802 | NewCT2-1 | 8.9121 | 2.1378 | 3.1153 | 14.2483 | 2.0593 | 0.76203 | 5.9617 | 6.7342
1 | 1.0862 | Moderate | 4 | Low | Mid | In | High | DERBreakthrough | 1706 | 28095.27 | 8.2453 | 28104.8271 | NewCT1-1 | 5.6747 | 1.3612 | 3.5722 | 13.1787 | 1.8297 | 0.48531 | 5.9617 | 5.9834
1 | 1.176 | Large | 8 | Low | Mid | In | Mid | Ref | 1707 | 27856.5 | 8.2453 | 27857.112 | NewCT1-1 | 11.2219 | 2.6918 | 2.9672 | 13.9042 | 1.9871 | 0.67501 | 5.9617 | 6.4981
1 | 0.90809 | Large | 6 | Mid | High | Out | High | DERBreakthrough | 1708 | 28095.27 | 5.5077 | 28582.5977 | ESR-4h-11 | 6.5245 | 1.565 | 2.4187 | 9.4915 | 0.91578 | 0 | 5.9617 | 2.9947
1 | 1.031 | Large | 6 | Low | Mid | In | Low | LimitedEE | 1709 | 30710.37 | 8.9953 | 30602.7647 | NewCT2-3 | 10.2151 | 2.4503 | 3.2107 | 14.6563 | 2.1454 | 0.86578 | 5.9617 | 7.0157
1 | 0.83127 | Zero | 8 | High | Low | Out | Mid | DERBreakthrough | 1710 | 28095.27 | 8.071 | 28122.7778 | ESR-4h-24 | 6.7502 | 1.6192 | 3.6883 | 13.3785 | 1.8715 | 0.53566 | 5.9617 | 6.12
1 | 1.0851 | Large | 4 | Mid | Low | In | High | AllOptions | 1711 | 29266.38 | 9.3845 | 29100.3433 | ESR-4h-15 | 6.2218 | 1.4924 | 3.3644 | 14.2414 | 2.0564 | 0.75858 | 5.9617 | 6.7249
1 | 1.1301 | Moderate | 4 | Mid | High | In | Mid | Ref | 1712 | 27856.5 | 7.6627 | 27950.1305 | ESR-4h-7 | 11.1737 | 2.6802 | 3.1298 | 13.4727 | 1.8946 | 0.56352 | 5.9617 | 6.1956
1 | 1.0876 | Zero | 6 | Low | Low | In | Low | Ref | 1713 | 27856.5 | 8.2453 | 27865.7983 | NewCT1-3 | 7.031 | 1.6865 | 3.076 | 13.0078 | 1.7962 | 0.44494 | 5.9617 | 5.8739
1 | 1.2271 | Zero | 6 | Low | Mid | In | High | DERBreakthrough | 1714 | 28095.27 | 8.6048 | 28041.5909 | ESR-4h-10 | 10.1999 | 2.4467 | 3.3526 | 14.404 | 2.091 | 0.80027 | 5.9617 | 6.838
1 | 1.021 | Moderate | 4 | Mid | Low | In | Mid | Ref | 1715 | 27856.5 | 8.2453 | 27861.1703 | NewCT1-2 | 7.1944 | 1.7257 | 4.1897 | 14.1607 | 2.0347 | 0.7324 | 5.9617 | 6.6538
1 | 1.1035 | Moderate | 2 | Low | Low | In | Mid | Ref | 1716 | 27856.5 | 8.9953 | 27748.1686 | NewCT2-1 | 9.6486 | 2.3144 | 1.9374 | 13.2472 | 1.8534 | 0.51383 | 5.9617 | 6.0608
1 | 0.9188 | Zero | 6 | High | Low | In | Low | LimitedEE | 1717 | 30710.37 | 9.5113 | 30525.8084 | ESR-4h-23 | 8.1358 | 1.9515 | 3.7428 | 15.2057 | 2.259 | 1.0027 | 5.9617 | 7.3874
1 | 1.1029 | Zero | 6 | Low | High | In | Low | AllOptions | 1718 | 29266.38 | 8.2453 | 29275.2459 | NewCT1-2 | 5.5323 | 1.327 | 2.3241 | 11.8964 | 1.5645 | 0.16567 | 5.9617 | 5.1161
1 | 1.0857 | Moderate | 4 | Low | High | Out | Low | AllOptions | 1719 | 29266.38 | 8.2453 | 29276.177 | NewCT1-1 | 5.1036 | 1.2242 | 2.6804 | 12.1499 | 1.6163 | 0.2281 | 5.9617 | 5.2855
1 | 1.0905 | Zero | 8 | Mid | Low | In | High | Ref | 1720 | 27856.5 | 8.2453 | 27865.0466 | NewCT1-3 | 6.6151 | 1.5868 | 4.1625 | 13.9945 | 1.9996 | 0.69006 | 5.9617 | 6.5389
1 | 0.82027 | Moderate | 6 | Mid | Mid | Out | Low | LimitedEE | 1721 | 30710.37 | 8.9953 | 30607.1082 | NewCT2-1 | 6.6215 | 1.5883 | 3.9822 | 14.5658 | 2.1219 | 0.83741 | 5.9617 | 6.9388
1 | 0.89264 | Zero | 2 | Mid | Mid | In | Mid | LimitedEE | 1722 | 30710.37 | 11.5381 | 30264.3923 | ESR-4h-28 | 13.5443 | 3.2489 | 2.5689 | 17.3559 | 2.722 | 1.5607 | 5.9617 | 8.9014
1 | 0.95911 | Large | 8 | Mid | High | Out | High | AllOptions | 1723 | 29266.38 | 7.7961 | 29337.1681 | ESR-4h-17 | 6.0338 | 1.4473 | 2.9941 | 12.2375 | 1.6332 | 0.24843 | 5.9617 | 5.3407
1 | 0.81522 | Moderate | 4 | Mid | Low | In | Low | LimitedEE | 1724 | 30710.37 | 10.8706 | 30346.5334 | ESR-4h-28 | 9.8167 | 2.3547 | 3.1603 | 16.3856 | 2.5127 | 1.3085 | 5.9617 | 8.217
1 | 0.89885 | Zero | 8 | High | High | In | High | DERBreakthrough | 1725 | 28095.27 | 6.521 | 28383.7241 | ESR-4h-13 | 8.81 | 2.1133 | 2.8811 | 11.5153 | 1.4805 | 0.06442 | 5.9617 | 4.8414
1 | 0.9153 | Large | 8 | High | Mid | In | Low | AllOptions | 1726 | 29266.38 | 8.2453 | 29275.6885 | NewCT1-2 | 6.2931 | 1.5095 | 3.4606 | 13.2154 | 1.8381 | 0.49545 | 5.9617 | 6.0109
1 | 1.1281 | Large | 2 | Mid | Low | In | Mid | Ref | 1727 | 27856.5 | 8.9953 | 27750.0511 | NewCT2-1 | 7.7065 | 1.8486 | 2.3106 | 13.1544 | 1.8316 | 0.4876 | 5.9617 | 5.9896
1 | 1.1842 | Moderate | 8 | Low | Mid | In | High | Ref | 1728 | 27856.5 | 8.2453 | 27857.112 | NewCT1-1 | 6.957 | 1.6688 | 2.9395 | 12.8536 | 1.7642 | 0.40639 | 5.9617 | 5.7693
1 | 1.217 | Zero | 4 | Mid | Mid | In | Mid | DERBreakthrough | 1729 | 28095.27 | 8.5063 | 28056.0734 | ESR-4h-11 | 8.2847 | 1.9873 | 3.5726 | 14.0662 | 2.0181 | 0.71236 | 5.9617 | 6.5995
1 | 0.93081 | Zero | 4 | Low | Mid | In | High | AllOptions | 1730 | 29266.38 | 8.7867 | 29185.0741 | NY-3 | 7.9409 | 1.9048 | 2.6265 | 13.3179 | 1.8645 | 0.5273 | 5.9617 | 6.0973
1 | 1.0466 | Moderate | 4 | Low | Low | In | Low | DERBreakthrough | 1731 | 28095.27 | 8.3347 | 28081.5741 | NewCT1-2 | 5.852 | 1.4037 | 3.2564 | 12.9949 | 1.7924 | 0.44041 | 5.9617 | 5.8616
1 | 1.1729 | Zero | 2 | Mid | High | In | Low | LimitedEE | 1732 | 30710.37 | 11.2581 | 30298.4141 | ESR-4h-18 | 11.6714 | 2.7996 | 3.2251 | 17.2828 | 2.7028 | 1.5376 | 5.9617 | 8.8387
1 | 1.0558 | Large | 8 | Low | Low | In | Mid | Ref | 1733 | 27856.5 | 8.2453 | 27866.0719 | NewCT1-2 | 8.7272 | 2.0934 | 2.9438 | 13.2824 | 1.8552 | 0.51608 | 5.9617 | 6.0669
1 | 0.76438 | Zero | 2 | Mid | Mid | In | High | AllOptions | 1734 | 29266.38 | 8.2453 | 29269.0603 | NewCT1-1 | 8.7366 | 2.0957 | 3.3893 | 13.7303 | 1.9478 | 0.62765 | 5.9617 | 6.3696
1 | 1.1025 | Zero | 6 | Low | Mid | In | High | AllOptions | 1735 | 29266.38 | 8.9953 | 29157.1631 | NewCT2-2 | 9.2398 | 2.2164 | 3.0877 | 14.2994 | 2.0703 | 0.77528 | 5.9617 | 6.7702
1 | 0.95945 | Zero | 6 | High | Mid | Out | High | DERBreakthrough | 1736 | 28095.27 | 8.2453 | 28104.9219 | NewCT1-1 | 8.0475 | 1.9304 | 3.0292 | 13.2048 | 1.8383 | 0.49566 | 5.9617 | 6.0115
1 | 1.1181 | Zero | 6 | Mid | Mid | In | Low | LimitedEE | 1737 | 30710.37 | 9.9023 | 30472.4141 | ESR-4h-16 | 6.4216 | 1.5404 | 2.757 | 14.1997 | 2.051 | 0.752 | 5.9617 | 6.707
1 | 0.77224 | Moderate | 2 | Mid | Low | In | High | Ref | 1738 | 27856.5 | 7.0649 | 28048.4141 | NY-5 | 8.8771 | 2.1294 | 3.2983 | 12.4926 | 1.6856 | 0.31163 | 5.9617 | 5.5121
1 | 0.96914 | Zero | 8 | Mid | Low | In | High | DERBreakthrough | 1739 | 28095.27 | 8.2453 | 28104.6231 | NewCT1-3 | 7.2054 | 1.7284 | 3.5205 | 13.4942 | 1.897 | 0.56637 | 5.9617 | 6.2033
1 | 1.2232 | Large | 8 | Mid | High | Out | High | LimitedEE | 1740 | 30710.37 | 8.9953 | 30602.1738 | NewCT2-1 | 7.6032 | 1.8238 | 3.5114 | 14.3304 | 2.0745 | 0.78038 | 5.9617 | 6.784
1 | 1.157 | Large | 4 | Mid | Low | Out | High | LimitedEE | 1741 | 30710.37 | 13.6872 | 30090.37 | NECEC | 12.3724 | 2.9678 | 4.5125 | 21.1674 | 3.5202 | 2.5228 | 5.9617 | 11.5117
1 | 0.87941 | Large | 4 | High | High | In | Low | Ref | 1742 | 27856.5 | 5.2293 | 28401.2501 | ESR-4h-13 | 4.9262 | 1.1816 | 3.6978 | 10.1088 | 1.0853 | 0 | 5.9617 | 3.5492
1 | 1.2198 | Zero | 4 | Low | Mid | In | High | LimitedEE | 1743 | 30710.37 | 12.0191 | 30207.6995 | ESR-4h-21 | 10.2519 | 2.4591 | 4.0914 | 18.5697 | 2.9712 | 1.861 | 5.9617 | 9.7162
1 | 1.1405 | Moderate | 4 | Mid | High | In | Mid | AllOptions | 1744 | 29266.38 | 8.2453 | 29276.283 | NewCT1-1 | 6.6979 | 1.6066 | 3.2797 | 13.1316 | 1.8213 | 0.47524 | 5.9617 | 5.9561
1 | 0.81673 | Moderate | 8 | Mid | Low | In | Mid | Ref | 1745 | 27856.5 | 7.0649 | 28048.4141 | ESR-4h-18 | 6.4581 | 1.5491 | 3.8446 | 12.4586 | 1.6753 | 0.29926 | 5.9617 | 5.4786
1 | 1.0037 | Moderate | 6 | Mid | Mid | In | High | LimitedEE | 1746 | 30710.37 | 8.9953 | 30600.8914 | NewCT2-3 | 7.5413 | 1.8089 | 2.2882 | 13.0924 | 1.8186 | 0.47189 | 5.9617 | 5.947
1 | 0.94788 | Moderate | 6 | High | High | In | Mid | AllOptions | 1747 | 29266.38 | 7.5472 | 29377.2241 | ESR-4h-15 | 10.1016 | 2.4231 | 2.6154 | 12.5856 | 1.7092 | 0.34003 | 5.9617 | 5.5892
1 | 0.94363 | Large | 8 | Low | High | In | Low | DERBreakthrough | 1748 | 28095.27 | 5.8527 | 28511.1113 | ESR-4h-13 | 4.3166 | 1.0354 | 3.5627 | 10.4509 | 1.1857 | 0 | 5.9617 | 3.8775
1 | 1.1641 | Moderate | 2 | Low | High | In | Low | Ref | 1749 | 27856.5 | 7.9934 | 27897.2548 | ESR-4h-8 | 7.0663 | 1.695 | 3.5939 | 13.2823 | 1.8516 | 0.51167 | 5.9617 | 6.0549
1 | 1.0505 | Zero | 2 | Mid | Low | In | Low | LimitedEE | 1750 | 30710.37 | 13.6872 | 30090.37 | NECEC | 14.3265 | 3.4365 | 3.7106 | 20.8343 | 3.454 | 2.443 | 5.9617 | 11.2951
1 | 1.1464 | Moderate | 4 | Mid | Mid | In | Mid | DERBreakthrough | 1751 | 28095.27 | 8.2453 | 28105.1395 | NewCT1-1 | 9.8741 | 2.3685 | 2.9499 | 13.5637 | 1.9149 | 0.588 | 5.9617 | 6.262
1 | 0.94203 | Moderate | 2 | Mid | High | In | High | LimitedEE | 1752 | 30710.37 | 9.1088 | 30582.4141 | NewCT2-1 | 8.4641 | 2.0303 | 3.1162 | 14.2553 | 2.0608 | 0.76381 | 5.9617 | 6.7391
1 | 1.1956 | Zero | 6 | Mid | Mid | In | High | DERBreakthrough | 1753 | 28095.27 | 8.2985 | 28088.5421 | ESR-4h-9 | 7.0964 | 1.7022 | 3.0951 | 13.0959 | 1.8148 | 0.46734 | 5.9617 | 5.9346
1 | 1.053 | Large | 6 | Low | High | In | Low | Ref | 1754 | 27856.5 | 6.9149 | 28075.6237 | ESR-4h-10 | 5.799 | 1.391 | 2.3173 | 10.6233 | 1.2453 | 0 | 5.9617 | 4.0725
1 | 1.1476 | Zero | 8 | Low | Low | In | Low | AllOptions | 1755 | 29266.38 | 8.9953 | 29162.4053 | NewCT2-2 | 8.4027 | 2.0156 | 3.1031 | 14.114 | 2.0309 | 0.72775 | 5.9617 | 6.6412
1 | 1.23 | Moderate | 6 | Mid | High | Out | Mid | DERBreakthrough | 1756 | 28095.27 | 8.2541 | 28093.9141 | NewCT1-3 | 7.568 | 1.8153 | 4.0172 | 14.0866 | 2.0199 | 0.7146 | 5.9617 | 6.6055
1 | 1.2251 | Zero | 2 | Low | High | In | High | AllOptions | 1757 | 29266.38 | 8.9953 | 29161.3526 | NewCT2-1 | 9.9528 | 2.3874 | 3.237 | 14.6196 | 2.1375 | 0.85621 | 5.9617 | 6.9898
1 | 0.81447 | Zero | 2 | High | Mid | Out | Low | DERBreakthrough | 1758 | 28095.27 | 7.7946 | 28166.0732 | ESR-4h-19 | 6.294 | 1.5097 | 3.2831 | 12.5875 | 1.7058 | 0.336 | 5.9617 | 5.5783
1 | 0.97832 | Zero | 4 | Low | Mid | In | Mid | DERBreakthrough | 1759 | 28095.27 | 8.2453 | 28104.1447 | NewCT1-1 | 7.6936 | 1.8455 | 3.5968 | 13.6876 | 1.9376 | 0.61533 | 5.9617 | 6.3362
1 | 0.96351 | Large | 6 | High | Low | Out | Low | LimitedEE | 1760 | 30710.37 | 10.2471 | 30426.9437 | ESR-4h-20 | 9.6474 | 2.3141 | 3.4323 | 15.9935 | 2.428 | 1.2064 | 5.9617 | 7.9399
1 | 0.78237 | Zero | 8 | High | Low | Out | Mid | DERBreakthrough | 1761 | 28095.27 | 7.8 | 28165.7697 | NY-2 | 8.3415 | 2.0009 | 3.6825 | 13.4834 | 1.8938 | 0.56253 | 5.9617 | 6.1929
1 | 1.1628 | Large | 2 | Low | Mid | In | High | DERBreakthrough | 1762 | 28095.27 | 8.2453 | 28103.9632 | NewCT1-1 | 7.6792 | 1.842 | 2.7945 | 12.8818 | 1.771 | 0.4146 | 5.9617 | 5.7915
1 | 1.0771 | Zero | 4 | High | Low | Out | High | DERBreakthrough | 1763 | 28095.27 | 8.9953 | 27990.4925 | NewCT2-1 | 8.3929 | 2.0132 | 3.2515 | 14.2599 | 2.061 | 0.76409 | 5.9617 | 6.7398
1 | 1.0394 | Zero | 4 | Low | Low | In | Low | AllOptions | 1764 | 29266.38 | 9.5526 | 29076.856 | ESR-4h-18 | 7.1437 | 1.7136 | 3.0718 | 14.338 | 2.0786 | 0.78528 | 5.9617 | 6.7973
1 | 1.023 | Zero | 8 | Mid | High | In | Mid | Ref | 1765 | 27856.5 | 6.6229 | 28128.0644 | ESR-4h-13 | 4.6987 | 1.1271 | 3.4899 | 11.2399 | 1.4155 | 0 | 5.9617 | 4.6289
1 | 1.0697 | Large | 2 | Low | Mid | In | Low | LimitedEE | 1766 | 30710.37 | 12.9206 | 30104.5741 | ESR-4h-28 | 11.9135 | 2.8577 | 4.7314 | 20.5097 | 3.3794 | 2.353 | 5.9617 | 11.0512
1 | 1.0059 | Moderate | 8 | High | High | In | Mid | AllOptions | 1767 | 29266.38 | 8.0376 | 29299.5705 | ESR-4h-15 | 9.3455 | 2.2417 | 2.6771 | 12.9564 | 1.7875 | 0.43447 | 5.9617 | 5.8455
1 | 0.96246 | Moderate | 4 | Mid | High | Out | Low | Ref | 1768 | 27856.5 | 6.0356 | 28237.9597 | ESR-4h-10 | 6.9213 | 1.6602 | 4.2867 | 11.9826 | 1.5718 | 0.17449 | 5.9617 | 5.14
1 | 1.1865 | Moderate | 6 | Mid | Low | In | High | Ref | 1769 | 27856.5 | 8.2453 | 27866.3742 | NewCT1-2 | 8.3462 | 2.002 | 2.9287 | 13.176 | 1.8327 | 0.48895 | 5.9617 | 5.9933
1 | 0.88243 | Moderate | 6 | Mid | Mid | In | High | DERBreakthrough | 1770 | 28095.27 | 6.8294 | 28329.2396 | ESR-4h-16 | 8.7325 | 2.0947 | 3.9224 | 12.8465 | 1.7572 | 0.39796 | 5.9617 | 5.7464
1 | 0.87244 | Zero | 8 | High | High | In | High | LimitedEE | 1771 | 30710.37 | 8.2453 | 30719.6234 | NewCT1-4 | 8.8474 | 2.1222 | 2.904 | 13.2715 | 1.8531 | 0.51356 | 5.9617 | 6.0601
1 | 1.1484 | Large | 6 | Mid | Mid | In | Low | DERBreakthrough | 1772 | 28095.27 | 8.2453 | 28105.1395 | NewCT1-1 | 6.7683 | 1.6235 | 4.0992 | 13.9681 | 1.9943 | 0.68371 | 5.9617 | 6.5217
1 | 1.0437 | Moderate | 4 | Low | Low | In | Mid | AllOptions | 1773 | 29266.38 | 8.9953 | 29156.4325 | NewCT2-2 | 8.126 | 1.9492 | 3.5998 | 14.5443 | 2.1194 | 0.83448 | 5.9617 | 6.9308
1 | 0.98151 | Zero | 8 | Mid | Low | In | Low | LimitedEE | 1774 | 30710.37 | 8.9953 | 30603.0504 | NewCT2-4 | 9.6752 | 2.3208 | 3.3397 | 14.6558 | 2.1446 | 0.86478 | 5.9617 | 7.013
1 | 1.1948 | Moderate | 4 | Mid | High | In | High | LimitedEE | 1775 | 30710.37 | 9.2389 | 30563.9141 | NewCT2-2 | 8.5569 | 2.0526 | 3.1456 | 14.4371 | 2.0992 | 0.81012 | 5.9617 | 6.8647
1 | 1.1245 | Zero | 2 | Low | High | In | Low | DERBreakthrough | 1776 | 28095.27 | 7.6084 | 28197.7025 | ESR-4h-15 | 6.9507 | 1.6673 | 2.3377 | 11.6134 | 1.5043 | 0.093166 | 5.9617 | 4.9194
1 | 0.96317 | Zero | 2 | Mid | Low | In | High | LimitedEE | 1777 | 30710.37 | 13.6872 | 30090.37 | NECEC | 10.1038 | 2.4236 | 3.4386 | 19.5493 | 3.1828 | 2.116 | 5.9617 | 10.4081
1 | 1.1186 | Moderate | 4 | Mid | Mid | Out | Low | AllOptions | 1778 | 29266.38 | 8.9953 | 29163.2372 | NewCT2-2 | 6.8997 | 1.655 | 3.1085 | 13.7588 | 1.9554 | 0.63684 | 5.9617 | 6.3946
1 | 0.81669 | Moderate | 8 | High | Low | In | Mid | Ref | 1779 | 27856.5 | 7.2773 | 28012.2241 | ESR-4h-17 | 6.0001 | 1.4393 | 2.1047 | 10.8213 | 1.3045 | 0 | 5.9617 | 4.2659
1 | 0.86946 | Moderate | 8 | Mid | Mid | In | High | AllOptions | 1780 | 29266.38 | 8.2453 | 29275.0996 | NewCT1-2 | 11.2303 | 2.6938 | 2.4265 | 13.3656 | 1.8758 | 0.54085 | 5.9617 | 6.1341
1 | 1.2188 | Moderate | 6 | Low | Low | Out | Mid | DERBreakthrough | 1781 | 28095.27 | 8.5238 | 28053.0237 | ESR-4h-13 | 7.7877 | 1.8681 | 3.0997 | 13.4916 | 1.8988 | 0.56853 | 5.9617 | 6.2092
1 | 1.0295 | Large | 2 | High | High | Out | High | AllOptions | 1782 | 29266.38 | 8.2453 | 29267.4547 | NewCT1-1 | 7.7797 | 1.8661 | 3.1753 | 13.2867 | 1.8549 | 0.51562 | 5.9617 | 6.0656
1 | 1.1897 | Moderate | 8 | Low | Mid | In | High | AllOptions | 1783 | 29266.38 | 8.2453 | 29271.8483 | NewCT1-4 | 9.2853 | 2.2273 | 3.2633 | 13.7358 | 1.9497 | 0.62993 | 5.9617 | 6.3758
1 | 1.1279 | Large | 8 | Low | Mid | In | Low | Ref | 1784 | 27856.5 | 8.2453 | 27857.112 | NewCT1-1 | 10.1427 | 2.4329 | 3.5992 | 14.2774 | 2.0628 | 0.76621 | 5.9617 | 6.7456
1 | 1.1725 | Zero | 4 | Low | High | Out | Low | AllOptions | 1785 | 29266.38 | 8.2453 | 29269.229 | NewCT1-2 | 10.2214 | 2.4518 | 2.5674 | 13.2645 | 1.8535 | 0.51403 | 5.9617 | 6.0613
1 | 0.83044 | Large | 4 | Mid | Mid | In | Mid | AllOptions | 1786 | 29266.38 | 8.0574 | 29295.8462 | ESR-4h-26 | 7.7747 | 1.8649 | 3.7693 | 13.6917 | 1.9375 | 0.61524 | 5.9617 | 6.3359
1 | 0.97168 | Zero | 2 | Mid | High | In | Low | Ref | 1787 | 27856.5 | 6.125 | 28220.3815 | ESR-4h-14 | 9.7867 | 2.3475 | 3.3826 | 11.8552 | 1.5498 | 0.14798 | 5.9617 | 5.0681
1 | 1.1882 | Moderate | 6 | Low | Mid | In | High | LimitedEE | 1788 | 30710.37 | 10.3391 | 30414.5741 | ESR-4h-16 | 7.9035 | 1.8958 | 3.1116 | 15.3465 | 2.2924 | 1.043 | 5.9617 | 7.4966
1 | 1.0947 | Zero | 4 | Mid | Low | In | Mid | Ref | 1789 | 27856.5 | 8.9016 | 27758.4141 | NY-3 | 10.9091 | 2.6168 | 3.3209 | 14.8393 | 2.1836 | 0.91184 | 5.9617 | 7.1407
1 | 1.0648 | Zero | 8 | High | Low | In | Mid | Ref | 1790 | 27856.5 | 8.2453 | 27858.5632 | NewCT1-3 | 9.1383 | 2.192 | 3.1445 | 13.5817 | 1.9177 | 0.59131 | 5.9617 | 6.271
1 | 0.91016 | Moderate | 4 | Mid | Low | In | Mid | DERBreakthrough | 1791 | 28095.27 | 8.2453 | 28103.5956 | NewCT1-1 | 6.5655 | 1.5749 | 3.648 | 13.4681 | 1.8907 | 0.55885 | 5.9617 | 6.1829
1 | 0.76964 | Large | 8 | High | High | In | Low | AllOptions | 1792 | 29266.38 | 5.8642 | 29680.4372 | ESR-4h-18 | 7.0358 | 1.6877 | 2.0409 | 9.5927 | 0.94806 | 0 | 5.9617 | 3.1003
1 | 1.2331 | Moderate | 8 | Low | Mid | In | Low | Ref | 1793 | 27856.5 | 8.6635 | 27794.5567 | ESR-4h-3 | 6.8585 | 1.6452 | 3.0372 | 13.3458 | 1.8682 | 0.53166 | 5.9617 | 6.1092
1 | 1.2078 | Zero | 4 | Low | High | Out | High | AllOptions | 1794 | 29266.38 | 8.4177 | 29241.5788 | ESR-4h-16 | 7.8884 | 1.8922 | 4.1378 | 14.4477 | 2.0959 | 0.80617 | 5.9617 | 6.854
1 | 1.0394 | Moderate | 6 | High | Low | In | Mid | Ref | 1795 | 27856.5 | 8.2453 | 27864.1558 | NewCT1-2 | 7.3268 | 1.7575 | 2.8015 | 12.8043 | 1.7545 | 0.39471 | 5.9617 | 5.7376
1 | 0.91676 | Moderate | 8 | Mid | Low | In | Low | DERBreakthrough | 1796 | 28095.27 | 8.2453 | 28103.5956 | NewCT1-1 | 6.1309 | 1.4706 | 2.0954 | 11.8113 | 1.5477 | 0.14544 | 5.9617 | 5.0612
1 | 1.1314 | Zero | 6 | Low | High | In | High | DERBreakthrough | 1797 | 28095.27 | 7.6757 | 28186.8116 | ESR-4h-15 | 6.7622 | 1.6221 | 3.6749 | 12.9727 | 1.7854 | 0.43191 | 5.9617 | 5.8385
1 | 0.88397 | Moderate | 8 | High | High | Out | Low | LimitedEE | 1798 | 30710.37 | 8.2453 | 30715.3671 | NewCT1-3 | 7.6848 | 1.8434 | 3.7593 | 13.848 | 1.9707 | 0.65528 | 5.9617 | 6.4446
1 | 1.1007 | Moderate | 4 | Low | High | In | Mid | Ref | 1799 | 27856.5 | 7.3773 | 27996.763 | ESR-4h-10 | 6.9516 | 1.6675 | 3.4475 | 12.4923 | 1.6847 | 0.31054 | 5.9617 | 5.5092
1 | 0.96564 | Zero | 6 | High | High | In | Mid | Ref | 1800 | 27856.5 | 6.0664 | 28230.4992 | ESR-4h-12 | 5.0548 | 1.2125 | 3.0926 | 10.3715 | 1.1663 | 0 | 5.9617 | 3.8139
1 | 0.80299 | Large | 6 | High | Mid | Out | Mid | Ref | 1801 | 27856.5 | 5.8277 | 28278.1971 | ESR-4h-14 | 4.6526 | 1.116 | 3.0624 | 10.0062 | 1.0604 | 0 | 5.9617 | 3.4676
1 | 0.94918 | Zero | 8 | High | Mid | In | Low | AllOptions | 1802 | 29266.38 | 8.2453 | 29273.967 | NewCT1-4 | 4.9789 | 1.1943 | 3.2543 | 12.6939 | 1.7286 | 0.36343 | 5.9617 | 5.6527
1 | 0.82417 | Large | 8 | Mid | Mid | In | High | AllOptions | 1803 | 29266.38 | 7.9542 | 29311.7211 | ESR-4h-26 | 8.1104 | 1.9455 | 3.4009 | 13.3006 | 1.8566 | 0.51767 | 5.9617 | 6.0712
1 | 0.77673 | Large | 4 | High | Low | In | Mid | Ref | 1804 | 27856.5 | 7.1736 | 28030.186 | ESR-4h-18 | 6.5536 | 1.572 | 3.2496 | 11.9951 | 1.5803 | 0.18469 | 5.9617 | 5.1677
1 | 0.92178 | Large | 8 | High | Low | Out | Low | LimitedEE | 1805 | 30710.37 | 8.9953 | 30599.0516 | NewCT2-3 | 6.7966 | 1.6303 | 3.3408 | 13.9663 | 1.9982 | 0.68838 | 5.9617 | 6.5344
1 | 1.2238 | Zero | 2 | Low | Mid | Out | Low | LimitedEE | 1806 | 30710.37 | 13.6872 | 30090.37 | NECEC | 9.0205 | 2.1638 | 4.177 | 20.0279 | 3.2802 | 2.2335 | 5.9617 | 10.7269
1 | 1.1902 | Large | 8 | Low | High | In | High | DERBreakthrough | 1807 | 28095.27 | 8.2453 | 28104.4799 | NewCT1-4 | 5.4116 | 1.2981 | 4.2183 | 13.7617 | 1.9499 | 0.63011 | 5.9617 | 6.3763
1 | 0.78776 | Zero | 4 | High | Low | In | High | LimitedEE | 1808 | 30710.37 | 11.5662 | 30261.0062 | NY-5 | 10.108 | 2.4246 | 4.0202 | 18.0111 | 2.853 | 1.7186 | 5.9617 | 9.3297
1 | 1.1751 | Moderate | 6 | Mid | High | Out | Low | DERBreakthrough | 1809 | 28095.27 | 8.1001 | 28119.3487 | ESR-4h-8 | 6.8094 | 1.6334 | 2.2705 | 12.004 | 1.5876 | 0.19354 | 5.9617 | 5.1917
1 | 0.92825 | Large | 4 | High | Low | In | Mid | AllOptions | 1810 | 29266.38 | 8.9953 | 29157.98 | NewCT2-2 | 8.813 | 2.114 | 3.876 | 14.9852 | 2.2115 | 0.94544 | 5.9617 | 7.2319
1 | 1.1636 | Zero | 2 | Low | Mid | In | High | AllOptions | 1811 | 29266.38 | 10.374 | 28966.7489 | ESR-4h-17 | 9.6547 | 2.3159 | 2.8196 | 15.5095 | 2.3287 | 1.0867 | 5.9617 | 7.6151
1 | 1.0446 | Moderate | 6 | High | Low | In | Mid | AllOptions | 1812 | 29266.38 | 8.9953 | 29156.4013 | NewCT2-1 | 8.9152 | 2.1385 | 2.9743 | 14.1081 | 2.0303 | 0.72712 | 5.9617 | 6.6395
1 | 1.055 | Moderate | 8 | High | High | Out | High | LimitedEE | 1813 | 30710.37 | 8.4555 | 30679.4252 | ESR-4h-14 | 7.1438 | 1.7136 | 3.3923 | 13.5615 | 1.912 | 0.58445 | 5.9617 | 6.2524
1 | 1.0185 | Moderate | 4 | Mid | Low | In | Mid | LimitedEE | 1814 | 30710.37 | 13.2228 | 30093.0639 | ESR-4h-26 | 9.4731 | 2.2723 | 3.4461 | 18.9412 | 3.0536 | 1.9604 | 5.9617 | 9.9858
1 | 0.79236 | Large | 2 | Mid | Low | In | High | Ref | 1815 | 27856.5 | 7.0649 | 28048.4141 | ESR-4h-18 | 4.0538 | 0.97238 | 2.8175 | 10.8548 | 1.3088 | 0 | 5.9617 | 4.2799
1 | 1.056 | Moderate | 6 | Mid | Low | In | High | AllOptions | 1816 | 29266.38 | 8.9953 | 29163.4521 | NewCT2-2 | 8.6653 | 2.0785 | 3.448 | 14.5218 | 2.1155 | 0.82977 | 5.9617 | 6.918
1 | 1.2193 | Large | 4 | Mid | Low | Out | Low | LimitedEE | 1817 | 30710.37 | 13.6872 | 30090.37 | NECEC | 10.5331 | 2.5266 | 4.0392 | 20.2529 | 3.3288 | 2.292 | 5.9617 | 10.8856
1 | 0.94707 | Zero | 2 | High | Mid | Out | Mid | DERBreakthrough | 1818 | 28095.27 | 8.2453 | 28104.9219 | NewCT1-1 | 8.3134 | 1.9941 | 3.0124 | 13.2518 | 1.8484 | 0.50779 | 5.9617 | 6.0444
1 | 1.059 | Large | 6 | High | Low | In | Low | LimitedEE | 1819 | 30710.37 | 11.8074 | 30232.2241 | ESR-4h-17 | 13.7495 | 3.2981 | 3.6613 | 18.7668 | 3.0154 | 1.9143 | 5.9617 | 9.8608
1 | 0.88966 | Large | 2 | High | Low | In | Low | DERBreakthrough | 1820 | 28095.27 | 8.2453 | 28102.4269 | NewCT1-1 | 8.6138 | 2.0662 | 3.3286 | 13.6401 | 1.929 | 0.60499 | 5.9617 | 6.3081
1 | 0.76988 | Moderate | 2 | High | Mid | In | Mid | DERBreakthrough | 1821 | 28095.27 | 5.8675 | 28508.0553 | ESR-4h-18 | 6.0996 | 1.4631 | 3.3554 | 10.686 | 1.2556 | 0 | 5.9617 | 4.1061
1 | 0.798 | Zero | 6 | High | High | Out | Mid | DERBreakthrough | 1822 | 28095.27 | 5.5256 | 28578.3667 | ESR-4h-15 | 5.152 | 1.2358 | 3.5414 | 10.3028 | 1.1429 | 0 | 5.9617 | 3.7374
1 | 0.91522 | Moderate | 6 | Mid | High | In | High | AllOptions | 1823 | 29266.38 | 7.2428 | 29428.3778 | ESR-4h-17 | 6.5165 | 1.5631 | 3.4728 | 12.2788 | 1.6392 | 0.25575 | 5.9617 | 5.3605
1 | 0.86107 | Zero | 6 | Mid | Mid | In | High | DERBreakthrough | 1824 | 28095.27 | 7.7019 | 28180.9141 | ESR-4h-21 | 6.1306 | 1.4706 | 3.8134 | 12.9859 | 1.7874 | 0.43437 | 5.9617 | 5.8452
1 | 1.2138 | Moderate | 4 | Mid | Mid | In | Low | DERBreakthrough | 1825 | 28095.27 | 8.4756 | 28060.5253 | ESR-4h-8 | 7.86 | 1.8854 | 3.196 | 13.557 | 1.9121 | 0.58462 | 5.9617 | 6.2529
1 | 1.0296 | Zero | 8 | Mid | Mid | In | Mid | Ref | 1826 | 27856.5 | 8.2453 | 27864.741 | NewCT1-1 | 5.8312 | 1.3987 | 3.3695 | 13.0136 | 1.7958 | 0.44443 | 5.9617 | 5.8725
1 | 0.91554 | Large | 8 | High | Mid | Out | Low | DERBreakthrough | 1827 | 28095.27 | 7.2468 | 28257.0095 | ESR-4h-14 | 5.6656 | 1.359 | 3.834 | 12.4398 | 1.6714 | 0.29451 | 5.9617 | 5.4657
1 | 1.146 | Large | 6 | Low | Low | Out | Low | LimitedEE | 1828 | 30710.37 | 11.8045 | 30232.5741 | ESR-4h-20 | 11.6313 | 2.79 | 3.3615 | 17.9559 | 2.845 | 1.7089 | 5.9617 | 9.3035
1 | 0.78196 | Large | 4 | High | High | In | Mid | Ref | 1829 | 27856.5 | 4.5817 | 28548.0741 | ESR-4h-13 | 4.6808 | 1.1228 | 3.6366 | 9.3411 | 0.86277 | 0 | 5.9617 | 2.8214
1 | 1.2122 | Moderate | 8 | Low | Low | Out | High | AllOptions | 1830 | 29266.38 | 8.9953 | 29160.4123 | NewCT2-2 | 8.5383 | 2.0481 | 3.2313 | 14.2746 | 2.0642 | 0.76799 | 5.9617 | 6.7504
1 | 0.78493 | Moderate | 2 | High | High | In | High | DERBreakthrough | 1831 | 28095.27 | 5.4162 | 28600.5206 | ESR-2h-2 | 6.8684 | 1.6475 | 3.5959 | 10.6596 | 1.2461 | 0 | 5.9617 | 4.075
1 | 0.79002 | Moderate | 8 | High | Mid | In | High | AllOptions | 1832 | 29266.38 | 8.0688 | 29293.7241 | ESR-4h-24 | 5.292 | 1.2694 | 4.1449 | 13.4831 | 1.8911 | 0.55933 | 5.9617 | 6.1842
1 | 1.2134 | Zero | 4 | Low | Low | In | Low | DERBreakthrough | 1833 | 28095.27 | 8.9953 | 27989.1458 | NewCT2-1 | 9.5437 | 2.2893 | 4.2146 | 15.4992 | 2.3187 | 1.0746 | 5.9617 | 7.5825
1 | 0.82661 | Moderate | 8 | Mid | High | In | High | Ref | 1834 | 27856.5 | 5.2433 | 28398.0741 | NY-3 | 8.1294 | 1.95 | 2.6075 | 9.8009 | 1.0042 | 0 | 5.9617 | 3.2839
1 | 0.98003 | Zero | 4 | Mid | Low | In | Low | AllOptions | 1835 | 29266.38 | 8.9953 | 29156.1039 | NewCT2-2 | 7.201 | 1.7273 | 2.8439 | 13.5665 | 1.9161 | 0.58944 | 5.9617 | 6.2659
1 | 1.1693 | Large | 8 | Low | Mid | Out | Low | DERBreakthrough | 1836 | 28095.27 | 8.2453 | 28103.9632 | NewCT1-1 | 5.3198 | 1.2761 | 3.6333 | 13.1546 | 1.8242 | 0.47874 | 5.9617 | 5.9656
1 | 1.0101 | Moderate | 8 | High | High | Out | Mid | Ref | 1837 | 27856.5 | 6.4985 | 28150.815 | ESR-4h-8 | 7.456 | 1.7885 | 2.8008 | 11.0878 | 1.3766 | 0 | 5.9617 | 4.5016
1 | 0.84162 | Zero | 4 | High | Low | In | Low | Ref | 1838 | 27856.5 | 8.2414 | 27857.6067 | ESR-4h-21 | 7.6326 | 1.8308 | 4.048 | 14.1202 | 2.0269 | 0.72298 | 5.9617 | 6.6283
1 | 1.1443 | Moderate | 6 | Mid | Mid | In | Low | DERBreakthrough | 1839 | 28095.27 | 8.2453 | 28105.1395 | NewCT1-1 | 6.6722 | 1.6005 | 3.2756 | 13.1213 | 1.8192 | 0.47264 | 5.9617 | 5.949
1 | 0.93617 | Zero | 2 | Mid | High | In | Mid | Ref | 1840 | 27856.5 | 5.7803 | 28288.15 | ESR-4h-14 | 5.8618 | 1.4061 | 2.2558 | 9.4421 | 0.90269 | 0 | 5.9617 | 2.9519
1 | 1.1171 | Large | 2 | Low | High | Out | Mid | DERBreakthrough | 1841 | 28095.27 | 7.5371 | 28209.2319 | ESR-4h-11 | 8.9817 | 2.1545 | 3.1254 | 12.817 | 1.7554 | 0.39579 | 5.9617 | 5.7405
1 | 1.0756 | Large | 2 | Mid | High | In | Low | AllOptions | 1842 | 29266.38 | 8.2453 | 29276.283 | NewCT1-1 | 9.5546 | 2.2919 | 3.1185 | 13.6556 | 1.9335 | 0.61039 | 5.9617 | 6.3228
1 | 1.2294 | Zero | 6 | Low | Low | In | High | DERBreakthrough | 1843 | 28095.27 | 8.6275 | 28038.0155 | ESR-4h-14 | 7.973 | 1.9125 | 3.2673 | 13.8073 | 1.9648 | 0.64817 | 5.9617 | 6.4253
1 | 1.1299 | Moderate | 8 | Mid | Low | In | Low | DERBreakthrough | 1844 | 28095.27 | 8.2453 | 28099.0229 | NewCT1-3 | 5.8417 | 1.4013 | 4.1907 | 13.8373 | 1.966 | 0.64963 | 5.9617 | 6.4293
1 | 1.2056 | Zero | 4 | Low | Low | In | Mid | LimitedEE | 1845 | 30710.37 | 13.6872 | 30090.37 | NECEC | 9.5738 | 2.2965 | 3.1124 | 19.096 | 3.0884 | 2.0023 | 5.9617 | 10.0994
1 | 1.1647 | Zero | 8 | Low | High | Out | High | Ref | 1846 | 27856.5 | 7.9992 | 27896.3388 | ESR-4h-12 | 7.3258 | 1.7572 | 3.3449 | 13.1014 | 1.8146 | 0.46708 | 5.9617 | 5.9339
1 | 1.1163 | Moderate | 8 | Low | Mid | In | Mid | AllOptions | 1847 | 29266.38 | 8.2453 | 29276.084 | NewCT1-4 | 6.411 | 1.5378 | 3.1987 | 12.9818 | 1.79 | 0.43745 | 5.9617 | 5.8536
1 | 0.90879 | Moderate | 6 | Mid | High | In | Mid | DERBreakthrough | 1848 | 28095.27 | 5.5145 | 28581.2142 | ESR-4h-13 | 3.6639 | 0.87886 | 3.4082 | 9.8016 | 0.9983 | 0 | 5.9617 | 3.2646
1 | 0.8985 | Large | 2 | High | Low | In | High | DERBreakthrough | 1849 | 28095.27 | 8.2453 | 28102.4269 | NewCT1-1 | 8.8113 | 2.1136 | 4.4697 | 14.8285 | 2.1749 | 0.90136 | 5.9617 | 7.1123
1 | 0.91691 | Moderate | 6 | Mid | High | In | Low | Ref | 1850 | 27856.5 | 5.5934 | 28324.8963 | ESR-4h-11 | 6.8135 | 1.6344 | 2.5762 | 9.804 | 1.0054 | 0 | 5.9617 | 3.2876
1 | 1.0086 | Moderate | 8 | High | High | In | High | LimitedEE | 1851 | 30710.37 | 8.2453 | 30719.7139 | NewCT1-4 | 6.6456 | 1.5941 | 3.1419 | 12.9813 | 1.7902 | 0.4377 | 5.9617 | 5.8542
1 | 0.88807 | Large | 4 | Mid | High | In | Low | AllOptions | 1852 | 29266.38 | 6.9004 | 29487.6138 | ESR-4h-17 | 5.5694 | 1.3359 | 3.8274 | 12.0638 | 1.5916 | 0.19837 | 5.9617 | 5.2048
1 | 1.1478 | Large | 6 | Low | Mid | In | High | AllOptions | 1853 | 29266.38 | 8.9953 | 29162.2368 | NewCT2-1 | 11.0585 | 2.6526 | 3.6746 | 15.3224 | 2.2842 | 1.0331 | 5.9617 | 7.4697
1 | 1.0461 | Moderate | 4 | Low | Low | In | Low | AllOptions | 1854 | 29266.38 | 8.9953 | 29156.4325 | NewCT2-2 | 8.4512 | 2.0272 | 3.8557 | 14.8782 | 2.1889 | 0.91819 | 5.9617 | 7.158
1 | 0.79507 | Large | 4 | Mid | Mid | Out | Low | Ref | 1855 | 27856.5 | 5.7279 | 28297.4654 | ESR-4h-16 | 7.4057 | 1.7764 | 3.2417 | 10.746 | 1.2739 | 0 | 5.9617 | 4.166
1 | 1.0036 | Large | 4 | Low | Low | In | Low | DERBreakthrough | 1856 | 28095.27 | 8.2453 | 28103.1703 | NewCT1-2 | 9.3179 | 2.2351 | 2.5689 | 13.0493 | 1.8078 | 0.45896 | 5.9617 | 5.9119
1 | 1.233 | Moderate | 2 | Low | Low | Out | Mid | DERBreakthrough | 1857 | 28095.27 | 9.0094 | 27981.5741 | NewCT2-1 | 12.7301 | 3.0536 | 3.515 | 15.578 | 2.3393 | 1.0995 | 5.9617 | 7.6499
1 | 0.81624 | Moderate | 2 | Mid | High | In | Low | Ref | 1858 | 27856.5 | 5.2433 | 28398.0741 | NY-3 | 3.8086 | 0.91358 | 3.3784 | 9.5352 | 0.92115 | 0 | 5.9617 | 3.0123
1 | 1.0456 | Large | 4 | Mid | High | In | Mid | Ref | 1859 | 27856.5 | 6.8432 | 28088.6816 | ESR-4h-8 | 6.5615 | 1.5739 | 4.1743 | 12.5913 | 1.7017 | 0.33099 | 5.9617 | 5.5647
1 | 1.0806 | Large | 2 | Low | Mid | In | Low | Ref | 1860 | 27856.5 | 7.6468 | 27951.0741 | ESR-4h-9 | 11.4528 | 2.7472 | 4.3464 | 14.7404 | 2.1569 | 0.87964 | 5.9617 | 7.0534
1 | 0.79765 | Moderate | 8 | Mid | Mid | Out | Low | AllOptions | 1861 | 29266.38 | 7.953 | 29311.9141 | ESR-4h-26 | 7.3427 | 1.7613 | 3.3483 | 13.0626 | 1.8063 | 0.45713 | 5.9617 | 5.9069
1 | 1.2238 | Zero | 6 | Low | Low | In | Mid | Ref | 1862 | 27856.5 | 8.5725 | 27808.4108 | ESR-4h-14 | 10.6814 | 2.5622 | 2.6002 | 13.7349 | 1.9532 | 0.63416 | 5.9617 | 6.3873
1 | 1.2079 | Moderate | 2 | Low | Mid | In | Low | LimitedEE | 1863 | 30710.37 | 13.6872 | 30090.37 | NECEC | 13.9764 | 3.3525 | 4.2433 | 21.283 | 3.5463 | 2.5542 | 5.9617 | 11.5969
1 | 1.0942 | Zero | 6 | Low | High | Out | Low | AllOptions | 1864 | 29266.38 | 8.2453 | 29275.2459 | NewCT1-2 | 9.8432 | 2.3611 | 3.2186 | 13.825 | 1.9689 | 0.65304 | 5.9617 | 6.4385
1 | 1.0555 | Zero | 6 | High | High | Out | High | Ref | 1865 | 27856.5 | 6.9391 | 28070.7935 | ESR-4h-11 | 6.7503 | 1.6192 | 3.4299 | 11.9883 | 1.5778 | 0.18171 | 5.9617 | 5.1596
1 | 1.0069 | Moderate | 8 | Mid | Low | In | Low | AllOptions | 1866 | 29266.38 | 8.9953 | 29155.2492 | NewCT2-1 | 8.208 | 1.9689 | 3.6176 | 14.5818 | 2.1273 | 0.84397 | 5.9617 | 6.9566
1 | 1.101 | Moderate | 2 | Mid | Mid | In | High | Ref | 1867 | 27856.5 | 7.7903 | 27927.9141 | ESR-4h-12 | 6.3553 | 1.5245 | 3.2928 | 12.6075 | 1.71 | 0.34107 | 5.9617 | 5.592
1 | 1.0803 | Large | 4 | Mid | Mid | Out | High | DERBreakthrough | 1868 | 28095.27 | 8.2453 | 28105.1395 | NewCT1-1 | 8.267 | 1.983 | 3.1623 | 13.3906 | 1.877 | 0.54229 | 5.9617 | 6.138
1 | 0.81366 | Large | 4 | Mid | Mid | In | Low | AllOptions | 1869 | 29266.38 | 7.953 | 29311.9141 | ESR-4h-26 | 5.9077 | 1.4171 | 3.1671 | 12.5371 | 1.6958 | 0.32391 | 5.9617 | 5.5455
1 | 1.1273 | Moderate | 2 | Low | High | In | Low | Ref | 1870 | 27856.5 | 7.6355 | 27953.0834 | ESR-4h-8 | 8.495 | 2.0377 | 3.5003 | 13.1736 | 1.829 | 0.48448 | 5.9617 | 5.9812
1 | 1.1483 | Zero | 4 | Low | High | In | Mid | Ref | 1871 | 27856.5 | 7.84 | 27921.1904 | ESR-4h-12 | 5.2678 | 1.2636 | 3.4731 | 12.5767 | 1.7025 | 0.33196 | 5.9617 | 5.5673
1 | 0.97376 | Moderate | 8 | High | Low | In | High | Ref | 1872 | 27856.5 | 8.2453 | 27866.342 | NewCT1-1 | 5.7953 | 1.3901 | 2.5338 | 12.1692 | 1.6212 | 0.23403 | 5.9617 | 5.3016
1 | 1.156 | Large | 8 | Mid | Mid | Out | Mid | DERBreakthrough | 1873 | 28095.27 | 8.2453 | 28105.1395 | NewCT1-1 | 6.0046 | 1.4403 | 2.6968 | 12.3824 | 1.6656 | 0.28749 | 5.9617 | 5.4467
1 | 0.84685 | Zero | 2 | Mid | Low | In | High | Ref | 1874 | 27856.5 | 8.2453 | 27864.6325 | NewCT1-1 | 7.0604 | 1.6936 | 2.1585 | 12.0974 | 1.6081 | 0.21819 | 5.9617 | 5.2586
1 | 1.1016 | Large | 2 | Mid | High | Out | High | DERBreakthrough | 1875 | 28095.27 | 7.3865 | 28234.1916 | ESR-4h-9 | 9.7226 | 2.3322 | 2.8553 | 12.5739 | 1.7053 | 0.33541 | 5.9617 | 5.5767
1 | 0.78539 | Moderate | 6 | High | Low | In | High | LimitedEE | 1876 | 30710.37 | 8.9953 | 30601.6163 | NewCT2-2 | 8.5758 | 2.0571 | 3.5446 | 14.597 | 2.1309 | 0.84834 | 5.9617 | 6.9684
1 | 0.7823 | Moderate | 2 | High | Low | In | Mid | Ref | 1877 | 27856.5 | 7.2652 | 28014.3235 | ESR-4h-18 | 5.3087 | 1.2734 | 2.2832 | 10.8218 | 1.3033 | 0 | 5.9617 | 4.2619
1 | 1.0835 | Moderate | 8 | Low | Mid | In | Mid | Ref | 1878 | 27856.5 | 7.6468 | 27951.0741 | ESR-4h-9 | 7.5875 | 1.82 | 2.6786 | 12.1454 | 1.6154 | 0.22698 | 5.9617 | 5.2825
1 | 0.93174 | Moderate | 6 | Mid | High | In | Low | AllOptions | 1879 | 29266.38 | 7.451 | 29394.0502 | ESR-4h-17 | 8.5621 | 2.0538 | 4.3366 | 13.8414 | 1.9661 | 0.64971 | 5.9617 | 6.4295
1 | 0.85084 | Moderate | 4 | High | High | Out | High | AllOptions | 1880 | 29266.38 | 6.8672 | 29492.7241 | NY-5 | 6.5913 | 1.5811 | 3.4474 | 11.8957 | 1.5581 | 0.15792 | 5.9617 | 5.0951
1 | 1.2014 | Zero | 8 | Low | Low | In | High | LimitedEE | 1881 | 30710.37 | 10.4004 | 30407.0292 | ESR-4h-15 | 6.4428 | 1.5454 | 3.4943 | 15.4401 | 2.3102 | 1.0644 | 5.9617 | 7.5547
1 | 0.97695 | Moderate | 6 | Mid | High | In | Low | Ref | 1882 | 27856.5 | 6.1762 | 28210.3125 | ESR-4h-10 | 5.8441 | 1.4018 | 2.8551 | 10.4331 | 1.186 | 0 | 5.9617 | 3.8784
1 | 0.99957 | Large | 8 | High | High | In | Mid | AllOptions | 1883 | 29266.38 | 7.9615 | 29311.6174 | ESR-4h-15 | 6.6364 | 1.5919 | 2.736 | 12.2895 | 1.6456 | 0.26345 | 5.9617 | 5.3814
1 | 0.81548 | Moderate | 6 | High | Mid | In | High | DERBreakthrough | 1884 | 28095.27 | 6.491 | 28389.5254 | ESR-4h-16 | 6.6338 | 1.5913 | 3.3455 | 11.4278 | 1.4593 | 0.038898 | 5.9617 | 4.7721
1 | 0.93492 | Large | 2 | Mid | Mid | In | Mid | DERBreakthrough | 1885 | 28095.27 | 7.4912 | 28216.2717 | ESR-4h-15 | 7.7037 | 1.8479 | 2.8996 | 12.2386 | 1.6339 | 0.24934 | 5.9617 | 5.3431
1 | 1.2263 | Zero | 4 | Low | Mid | In | High | LimitedEE | 1886 | 30710.37 | 12.1087 | 30197.4113 | ESR-4h-21 | 9.9027 | 2.3754 | 3.1997 | 17.6837 | 2.7881 | 1.6404 | 5.9617 | 9.1174
1 | 0.81367 | Large | 6 | Mid | Mid | In | High | DERBreakthrough | 1887 | 28095.27 | 6.2485 | 28434.6329 | ESR-4h-21 | 5.1366 | 1.2321 | 2.5266 | 10.0072 | 1.0648 | 0 | 5.9617 | 3.482
1 | 1.0908 | Zero | 2 | Low | High | In | High | DERBreakthrough | 1888 | 28095.27 | 7.2819 | 28250.5104 | ESR-4h-15 | 7.228 | 1.7338 | 3.1994 | 12.2151 | 1.6272 | 0.24129 | 5.9617 | 5.3213
1 | 1.1411 | Moderate | 4 | Mid | Mid | In | Mid | LimitedEE | 1889 | 30710.37 | 12.0652 | 30201.9141 | ESR-4h-19 | 11.5297 | 2.7656 | 2.2716 | 17.1025 | 2.6699 | 1.4979 | 5.9617 | 8.7309
1 | 0.9238 | Moderate | 8 | Mid | Mid | Out | Low | LimitedEE | 1890 | 30710.37 | 8.9953 | 30601.6087 | NewCT2-1 | 11.2898 | 2.7081 | 3.9099 | 15.6133 | 2.3446 | 1.1059 | 5.9617 | 7.6673
1 | 1.1097 | Zero | 2 | Mid | Mid | In | Mid | DERBreakthrough | 1891 | 28095.27 | 8.8965 | 27997.9141 | NY-3 | 7.9452 | 1.9058 | 3.2663 | 14.0687 | 2.0203 | 0.71505 | 5.9617 | 6.6068
1 | 1.1796 | Large | 6 | Mid | High | In | High | DERBreakthrough | 1892 | 28095.27 | 8.1435 | 28112.6265 | ESR-4h-8 | 6.1119 | 1.4661 | 3.2048 | 12.8143 | 1.7544 | 0.39456 | 5.9617 | 5.7372
1 | 0.80974 | Large | 4 | High | High | In | High | DERBreakthrough | 1893 | 28095.27 | 5.4162 | 28600.5052 | ESR-2h-1 | 5.7225 | 1.3727 | 3.0506 | 9.8395 | 1.012 | 0 | 5.9617 | 3.3095
1 | 0.80227 | Zero | 2 | Mid | High | In | Mid | DERBreakthrough | 1894 | 28095.27 | 5.5772 | 28567.6062 | ESR-4h-16 | 6.2939 | 1.5097 | 4.0152 | 11.1022 | 1.3715 | 0 | 5.9617 | 4.485
1 | 0.86973 | Large | 8 | Mid | Mid | In | Mid | AllOptions | 1895 | 29266.38 | 8.2453 | 29275.0996 | NewCT1-2 | 5.3913 | 1.2932 | 2.5638 | 12.1023 | 1.6068 | 0.21672 | 5.9617 | 5.2546
1 | 1.0708 | Large | 8 | Mid | Low | In | Low | DERBreakthrough | 1896 | 28095.27 | 8.2453 | 28099.0229 | NewCT1-3 | 5.138 | 1.2325 | 3.0688 | 12.5465 | 1.6983 | 0.32697 | 5.9617 | 5.5538
1 | 1.0767 | Zero | 4 | High | Mid | In | Mid | AllOptions | 1897 | 29266.38 | 8.9953 | 29163.4657 | NewCT2-2 | 4.6824 | 1.1232 | 2.1795 | 12.298 | 1.6505 | 0.26937 | 5.9617 | 5.3975
1 | 1.0551 | Large | 2 | Mid | High | In | Mid | LimitedEE | 1898 | 30710.37 | 9.7669 | 30491.2002 | ESR-4h-20 | 8.018 | 1.9233 | 1.7383 | 13.4285 | 1.893 | 0.56157 | 5.9617 | 6.1903
1 | 1.1256 | Zero | 6 | Mid | High | Out | Low | AllOptions | 1899 | 29266.38 | 8.2453 | 29274.3143 | NewCT1-2 | 7.4585 | 1.7891 | 3.1884 | 13.2227 | 1.8412 | 0.49916 | 5.9617 | 6.021
1 | 1.0574 | Large | 6 | Mid | Low | Out | Mid | AllOptions | 1900 | 29266.38 | 8.9953 | 29163.4521 | NewCT2-2 | 9.5145 | 2.2822 | 3.4581 | 14.7356 | 2.1608 | 0.8844 | 5.9617 | 7.0663
1 | 1.0417 | Large | 8 | High | Mid | Out | Mid | LimitedEE | 1901 | 30710.37 | 8.9953 | 30602.7885 | NewCT2-3 | 12.2055 | 2.9278 | 2.6694 | 14.5925 | 2.1349 | 0.85309 | 5.9617 | 6.9813
1 | 0.80098 | Large | 2 | Mid | Mid | In | High | LimitedEE | 1902 | 30710.37 | 11.5381 | 30264.3923 | NewCT2-1 | 10.966 | 2.6304 | 3.193 | 17.3615 | 2.7197 | 1.558 | 5.9617 | 8.8939
1 | 0.83757 | Zero | 6 | Mid | Low | In | Low | Ref | 1903 | 27856.5 | 8.1747 | 27867.4688 | ESR-4h-23 | 6.9336 | 1.6632 | 3.1668 | 13.0047 | 1.795 | 0.44353 | 5.9617 | 5.87
1 | 1.1161 | Moderate | 2 | Mid | High | In | High | LimitedEE | 1904 | 30710.37 | 10.6017 | 30381.166 | ESR-4h-19 | 9.375 | 2.2488 | 3.7874 | 16.638 | 2.5628 | 1.3689 | 5.9617 | 8.3808
1 | 1.1441 | Moderate | 6 | Mid | Low | In | High | LimitedEE | 1905 | 30710.37 | 12.0011 | 30209.4141 | ESR-4h-18 | 9.2394 | 2.2163 | 2.1503 | 16.3676 | 2.5146 | 1.3107 | 5.9617 | 8.223
1 | 0.77716 | Zero | 6 | Mid | High | In | High | DERBreakthrough | 1906 | 28095.27 | 5.4162 | 28600.3467 | ESR-2h-5 | 4.3151 | 1.0351 | 2.7647 | 9.216 | 0.83311 | 0 | 5.9617 | 2.7244
1 | 0.90938 | Large | 8 | High | Low | In | High | Ref | 1907 | 27856.5 | 7.775 | 27930.9746 | ESR-4h-17 | 8.3462 | 2.002 | 2.9609 | 12.7379 | 1.7395 | 0.37665 | 5.9617 | 5.6886
1 | 0.97015 | Zero | 4 | High | High | In | Low | LimitedEE | 1908 | 30710.37 | 8.9953 | 30607.3075 | NewCT2-1 | 7.5895 | 1.8205 | 3.1819 | 13.9977 | 2.0057 | 0.69746 | 5.9617 | 6.559
1 | 0.95368 | Moderate | 2 | Low | Low | Out | High | AllOptions | 1909 | 29266.38 | 10.0853 | 29004.2549 | ESR-4h-23 | 6.4939 | 1.5577 | 3.8661 | 15.5091 | 2.3227 | 1.0795 | 5.9617 | 7.5957
1 | 0.78947 | Zero | 8 | High | Low | In | Low | DERBreakthrough | 1910 | 28095.27 | 7.8 | 28165.7697 | NY-2 | 7.6191 | 1.8276 | 3.3655 | 12.9931 | 1.7915 | 0.43923 | 5.9617 | 5.8584
1 | 0.87927 | Large | 6 | High | Mid | Out | High | AllOptions | 1911 | 29266.38 | 8.2453 | 29275.6885 | NewCT1-2 | 4.7859 | 1.148 | 2.3335 | 11.7268 | 1.5284 | 0.12221 | 5.9617 | 4.9982
1 | 0.79523 | Zero | 8 | Mid | High | In | Mid | LimitedEE | 1912 | 30710.37 | 8.2453 | 30718.1726 | NewCT1-2 | 8.5924 | 2.0611 | 3.4474 | 13.7537 | 1.9525 | 0.63327 | 5.9617 | 6.3849
1 | 1.1406 | Large | 8 | Low | High | In | High | DERBreakthrough | 1913 | 28095.27 | 7.7647 | 28172.4168 | ESR-4h-11 | 7.7653 | 1.8627 | 3.1425 | 12.7699 | 1.7453 | 0.38362 | 5.9617 | 5.7075
1 | 1.0266 | Moderate | 8 | Low | Mid | In | Low | LimitedEE | 1914 | 30710.37 | 8.9953 | 30602.7647 | NewCT2-2 | 6.8123 | 1.6341 | 3.6531 | 14.2824 | 2.0635 | 0.76714 | 5.9617 | 6.7481
1 | 0.90816 | Zero | 6 | Mid | Low | In | Low | Ref | 1915 | 27856.5 | 8.2453 | 27861.1258 | NewCT1-1 | 8.0784 | 1.9378 | 2.7221 | 12.9051 | 1.7764 | 0.42105 | 5.9617 | 5.809
1 | 0.79155 | Zero | 4 | High | Low | In | Low | DERBreakthrough | 1916 | 28095.27 | 7.8 | 28165.7697 | NY-2 | 6.7449 | 1.6179 | 3.3166 | 12.7345 | 1.7369 | 0.3734 | 5.9617 | 5.6798
1 | 1.005 | Large | 6 | Low | High | In | High | DERBreakthrough | 1917 | 28095.27 | 6.4481 | 28397.5345 | ESR-4h-12 | 6.4779 | 1.5539 | 2.6273 | 10.6293 | 1.2447 | 0 | 5.9617 | 4.0704
1 | 1.0701 | Moderate | 6 | High | High | In | High | DERBreakthrough | 1918 | 28095.27 | 7.0808 | 28286.0093 | ESR-4h-8 | 7.8923 | 1.8931 | 3.3116 | 12.2855 | 1.6416 | 0.25856 | 5.9617 | 5.3682
1 | 0.95186 | Zero | 6 | Mid | Low | Out | High | DERBreakthrough | 1919 | 28095.27 | 8.2453 | 28104.6231 | NewCT1-3 | 9.324 | 2.2365 | 2.4911 | 12.9729 | 1.7921 | 0.43995 | 5.9617 | 5.8603
1 | 0.85861 | Large | 8 | Mid | High | In | Mid | DERBreakthrough | 1920 | 28095.27 | 5.0273 | 28684.7727 | ESR-4h-14 | 6.5867 | 1.58 | 2.7506 | 9.3578 | 0.87441 | 0 | 5.9617 | 2.8594
1 | 0.97268 | Large | 2 | Mid | Mid | In | High | Ref | 1921 | 27856.5 | 7.4814 | 27979.2655 | ESR-4h-13 | 10.5824 | 2.5384 | 3.0204 | 13.0402 | 1.8034 | 0.45361 | 5.9617 | 5.8974
1 | 1.1393 | Moderate | 8 | Mid | High | In | Low | DERBreakthrough | 1922 | 28095.27 | 7.7521 | 28173.257 | ESR-4h-8 | 9.3642 | 2.2462 | 3.76 | 13.7583 | 1.9517 | 0.63234 | 5.9617 | 6.3823
1 | 0.93051 | Moderate | 2 | Mid | Mid | In | High | DERBreakthrough | 1923 | 28095.27 | 7.4355 | 28225.5263 | ESR-4h-15 | 9.3792 | 2.2498 | 2.8627 | 12.5481 | 1.6998 | 0.32875 | 5.9617 | 5.5586
1 | 0.97474 | Large | 6 | Low | High | Out | Low | LimitedEE | 1924 | 30710.37 | 8.3682 | 30691.5741 | NewCT1-3 | 5.9702 | 1.4321 | 3.7802 | 13.5805 | 1.9138 | 0.58671 | 5.9617 | 6.2585
1 | 0.81148 | Moderate | 8 | High | High | In | Low | LimitedEE | 1925 | 30710.37 | 8.2453 | 30718.3879 | NewCT1-1 | 7.8526 | 1.8836 | 3.1501 | 13.279 | 1.8533 | 0.51381 | 5.9617 | 6.0607
1 | 0.93994 | Large | 4 | Mid | High | In | High | LimitedEE | 1926 | 30710.37 | 8.9953 | 30600.4349 | NewCT2-1 | 8.4393 | 2.0243 | 3.5484 | 14.568 | 2.1248 | 0.84091 | 5.9617 | 6.9483
1 | 1.0356 | Moderate | 4 | High | Low | In | Mid | LimitedEE | 1927 | 30710.37 | 12.8564 | 30111.7241 | ESR-4h-24 | 11.4462 | 2.7456 | 2.6794 | 18.2814 | 2.9179 | 1.7968 | 5.9617 | 9.5418
1 | 1.115 | Moderate | 8 | Mid | Low | Out | High | Ref | 1928 | 27856.5 | 8.2453 | 27866.3742 | NewCT1-2 | 8.203 | 1.9677 | 3.4044 | 13.6173 | 1.9237 | 0.59865 | 5.9617 | 6.2909
1 | 0.81503 | Large | 4 | Mid | High | In | Low | Ref | 1929 | 27856.5 | 4.6043 | 28542.9564 | ESR-4h-13 | 3.7192 | 0.89212 | 3.1414 | 8.6378 | 0.66225 | 0 | 5.9617 | 2.1657
1 | 1.0085 | Moderate | 8 | Mid | High | In | High | Ref | 1930 | 27856.5 | 6.4827 | 28153.121 | ESR-4h-9 | 9.3713 | 2.2479 | 4.6977 | 13.4283 | 1.8764 | 0.5416 | 5.9617 | 6.1361
1 | 1.0577 | Zero | 6 | Low | Mid | In | Mid | AllOptions | 1931 | 29266.38 | 8.9953 | 29164.112 | NewCT2-1 | 7.2485 | 1.7387 | 2.8203 | 13.5543 | 1.9136 | 0.58646 | 5.9617 | 6.2579
1 | 1.0369 | Large | 6 | High | Mid | Out | High | LimitedEE | 1932 | 30710.37 | 9.2898 | 30556.7241 | NewCT2-3 | 6.0639 | 1.4546 | 3.8077 | 14.552 | 2.1199 | 0.83508 | 5.9617 | 6.9324
1 | 0.77569 | Large | 2 | Mid | Low | In | High | LimitedEE | 1933 | 30710.37 | 13.6872 | 30090.37 | NECEC | 9.8466 | 2.3619 | 2.768 | 18.817 | 3.0311 | 1.9332 | 5.9617 | 9.9121
1 | 1.1975 | Moderate | 4 | Mid | Low | In | High | LimitedEE | 1934 | 30710.37 | 13.6872 | 30090.37 | NECEC | 6.8862 | 1.6518 | 3.731 | 19.07 | 3.0794 | 1.9914 | 5.9617 | 10.07
1 | 0.77464 | Moderate | 4 | Mid | High | In | Mid | AllOptions | 1935 | 29266.38 | 5.9326 | 29666.9481 | ESR-4h-20 | 5.5106 | 1.3218 | 3.2499 | 10.5043 | 1.2037 | 0 | 5.9617 | 3.9361
1 | 1.0072 | Zero | 2 | Mid | High | In | High | AllOptions | 1936 | 29266.38 | 8.3693 | 29247.4141 | NewCT1-1 | 6.6674 | 1.5993 | 3.0335 | 13.0021 | 1.7952 | 0.44376 | 5.9617 | 5.8707
1 | 0.96946 | Moderate | 2 | High | High | In | Mid | Ref | 1937 | 27856.5 | 6.1035 | 28223.6644 | ESR-4h-8 | 6.2443 | 1.4978 | 3.2428 | 10.8441 | 1.3024 | 0 | 5.9617 | 4.2591
1 | 0.76969 | Large | 6 | High | Low | In | Low | AllOptions | 1938 | 29266.38 | 8.2453 | 29274.2114 | NewCT1-2 | 5.6959 | 1.3663 | 2.7587 | 12.3703 | 1.6626 | 0.28397 | 5.9617 | 5.4371
1 | 0.90604 | Zero | 8 | High | Mid | In | High | AllOptions | 1939 | 29266.38 | 8.2453 | 29275.9376 | NewCT1-3 | 8.6655 | 2.0786 | 3.5682 | 13.892 | 1.9812 | 0.66784 | 5.9617 | 6.4787
1 | 0.87362 | Large | 2 | High | Mid | Out | Mid | AllOptions | 1940 | 29266.38 | 8.768 | 29188.338 | ESR-4h-19 | 8.7326 | 2.0947 | 3.2616 | 14.1243 | 2.0322 | 0.72933 | 5.9617 | 6.6455
1 | 0.83714 | Zero | 4 | High | Mid | In | High | Ref | 1941 | 27856.5 | 7.1 | 28043.4898 | NY-1 | 6.6456 | 1.5941 | 3.9689 | 12.663 | 1.718 | 0.3507 | 5.9617 | 5.6182
1 | 0.78493 | Moderate | 4 | High | Low | In | Mid | DERBreakthrough | 1942 | 28095.27 | 7.3086 | 28246.2693 | ESR-4h-20 | 7.4058 | 1.7764 | 3.4438 | 12.5288 | 1.6925 | 0.31992 | 5.9617 | 5.5346
1 | 0.88006 | Large | 2 | High | Low | In | Mid | LimitedEE | 1943 | 30710.37 | 13.6872 | 30090.37 | NECEC | 13.1224 | 3.1477 | 3.0644 | 19.8993 | 3.2591 | 2.2081 | 5.9617 | 10.6579
1 | 1.1471 | Zero | 6 | Mid | Low | In | High | AllOptions | 1944 | 29266.38 | 8.9953 | 29161.217 | NewCT2-3 | 11.1103 | 2.665 | 3.8854 | 15.5457 | 2.3304 | 1.0888 | 5.9617 | 7.6208
1 | 1.0462 | Large | 2 | Low | Low | In | Low | DERBreakthrough | 1945 | 28095.27 | 8.8947 | 27999.1028 | ESR-4h-17 | 8.1658 | 1.9587 | 3.7879 | 14.6414 | 2.139 | 0.85808 | 5.9617 | 6.9948
1 | 0.97647 | Large | 8 | Mid | Mid | In | Mid | AllOptions | 1946 | 29266.38 | 8.2453 | 29275.4001 | NewCT1-3 | 9.343 | 2.2411 | 3.6451 | 14.1315 | 2.0316 | 0.72859 | 5.9617 | 6.6435
1 | 0.83781 | Large | 2 | Mid | High | Out | High | LimitedEE | 1947 | 30710.37 | 8.2453 | 30718.9022 | NewCT1-1 | 7.1655 | 1.7188 | 3.2186 | 13.1827 | 1.8325 | 0.48872 | 5.9617 | 5.9926
1 | 0.79759 | Zero | 6 | Mid | Low | In | Low | LimitedEE | 1948 | 30710.37 | 8.9953 | 30608.3338 | NewCT2-3 | 8.9214 | 2.14 | 2.9585 | 14.0938 | 2.0274 | 0.72356 | 5.9617 | 6.6298
1 | 0.9736 | Zero | 4 | Mid | High | In | High | DERBreakthrough | 1949 | 28095.27 | 6.7976 | 28333.9141 | ESR-4h-14 | 6.7102 | 1.6096 | 4.1044 | 12.5115 | 1.6851 | 0.31105 | 5.9617 | 5.5106
1 | 1.1585 | Large | 8 | Low | Low | In | Mid | AllOptions | 1950 | 29266.38 | 8.9953 | 29157.9965 | NewCT2-1 | 7.2121 | 1.73 | 3.6537 | 14.379 | 2.084 | 0.79184 | 5.9617 | 6.8151
1 | 0.8944 | Zero | 4 | High | High | In | Mid | DERBreakthrough | 1951 | 28095.27 | 6.521 | 28383.7241 | ESR-2h-8 | 5.2908 | 1.2691 | 2.2963 | 10.0864 | 1.0895 | 0 | 5.9617 | 3.5629
1 | 0.82934 | Zero | 4 | High | Low | In | Low | LimitedEE | 1952 | 30710.37 | 11.5662 | 30261.0062 | NY-5 | 9.4155 | 2.2585 | 3.4738 | 17.2986 | 2.7048 | 1.54 | 5.9617 | 8.8451
1 | 1.1081 | Large | 4 | Mid | High | Out | Mid | AllOptions | 1953 | 29266.38 | 8.2453 | 29276.283 | NewCT1-1 | 6.3999 | 1.5352 | 2.1378 | 11.9182 | 1.5701 | 0.17249 | 5.9617 | 5.1346
1 | 0.90762 | Zero | 8 | Mid | High | In | Low | Ref | 1954 | 27856.5 | 5.5475 | 28333.9141 | ESR-4h-14 | 6.7054 | 1.6084 | 2.8231 | 9.979 | 1.0543 | 0 | 5.9617 | 3.4477
1 | 1.0119 | Large | 8 | Mid | Mid | In | High | Ref | 1955 | 27856.5 | 7.7903 | 27927.9141 | ESR-4h-12 | 9.2366 | 2.2156 | 3.2379 | 13.2438 | 1.8454 | 0.50423 | 5.9617 | 6.0347
1 | 1.1781 | Moderate | 6 | Low | Mid | Out | Low | LimitedEE | 1956 | 30710.37 | 10.3391 | 30414.5741 | ESR-4h-16 | 9.4412 | 2.2647 | 3.8824 | 16.4861 | 2.5301 | 1.3294 | 5.9617 | 8.2737
1 | 0.931 | Large | 2 | High | Low | In | High | LimitedEE | 1957 | 30710.37 | 13.6872 | 30090.37 | NECEC | 11.4957 | 2.7575 | 3.2056 | 19.6503 | 3.2055 | 2.1434 | 5.9617 | 10.4824
1 | 0.87767 | Moderate | 6 | High | High | In | Mid | Ref | 1958 | 27856.5 | 5.4162 | 28361.7762 | ESR-2h-2 | 4.4896 | 1.0769 | 3.4947 | 9.9878 | 1.0517 | 0 | 5.9617 | 3.4394
1 | 0.9015 | Zero | 8 | Mid | Low | In | High | Ref | 1959 | 27856.5 | 8.2453 | 27861.1258 | NewCT1-1 | 5.0328 | 1.2072 | 3.1503 | 12.6028 | 1.7098 | 0.34082 | 5.9617 | 5.5914
1 | 0.89619 | Moderate | 8 | Mid | Mid | Out | Low | AllOptions | 1960 | 29266.38 | 8.2453 | 29276.2818 | NewCT1-2 | 5.5499 | 1.3313 | 3.7248 | 13.3013 | 1.8549 | 0.51566 | 5.9617 | 6.0658
1 | 0.85065 | Moderate | 2 | Mid | Mid | Out | Low | DERBreakthrough | 1961 | 28095.27 | 6.5 | 28388.176 | NY-5 | 4.983 | 1.1953 | 2.041 | 9.7363 | 0.98978 | 0 | 5.9617 | 3.2367
1 | 0.95594 | Zero | 6 | Low | Mid | Out | Mid | LimitedEE | 1962 | 30710.37 | 8.9953 | 30604.1411 | NewCT2-3 | 6.9494 | 1.667 | 2.7972 | 13.4595 | 1.8936 | 0.56236 | 5.9617 | 6.1925
1 | 0.88401 | Moderate | 6 | Mid | Mid | In | Low | Ref | 1963 | 27856.5 | 6.5651 | 28137.8198 | ESR-4h-14 | 5.1947 | 1.2461 | 3.28 | 11.0912 | 1.3739 | 0 | 5.9617 | 4.4929
1 | 1.1583 | Large | 6 | Mid | High | In | Mid | LimitedEE | 1964 | 30710.37 | 8.9953 | 30602.1738 | NewCT2-2 | 7.9281 | 1.9017 | 4.0013 | 14.8983 | 2.1923 | 0.92236 | 5.9617 | 7.1693
1 | 0.76706 | Moderate | 6 | High | Mid | In | Mid | AllOptions | 1965 | 29266.38 | 8.0688 | 29293.7241 | ESR-4h-24 | 7.4128 | 1.7781 | 3.3903 | 13.2372 | 1.8431 | 0.50152 | 5.9617 | 6.0274
1 | 1.1399 | Zero | 6 | Low | Low | Out | High | AllOptions | 1966 | 29266.38 | 8.9953 | 29162.4053 | NewCT2-3 | 8.8203 | 2.1157 | 2.2007 | 13.3117 | 1.8656 | 0.52859 | 5.9617 | 6.1008
1 | 1.2292 | Moderate | 6 | Low | Low | In | Mid | AllOptions | 1967 | 29266.38 | 8.9953 | 29160.4123 | NewCT2-3 | 6.9 | 1.6551 | 2.7571 | 13.4074 | 1.8828 | 0.54932 | 5.9617 | 6.1571
1 | 1.1926 | Moderate | 6 | Mid | High | In | High | LimitedEE | 1968 | 30710.37 | 8.9953 | 30602.1738 | NewCT2-2 | 9.5899 | 2.3004 | 2.7435 | 14.0392 | 2.017 | 0.71103 | 5.9617 | 6.5959
1 | 1.0841 | Moderate | 2 | Low | High | In | Mid | AllOptions | 1969 | 29266.38 | 8.2453 | 29276.177 | NewCT1-1 | 7.6224 | 1.8284 | 3.0827 | 13.1563 | 1.8277 | 0.48289 | 5.9617 | 5.9768
1 | 1.1867 | Moderate | 8 | Mid | Low | Out | High | Ref | 1970 | 27856.5 | 8.2453 | 27866.3742 | NewCT1-2 | 12.2788 | 2.9453 | 2.2727 | 13.4633 | 1.8974 | 0.56687 | 5.9617 | 6.2047
1 | 1.0561 | Zero | 8 | Mid | Low | In | Mid | DERBreakthrough | 1971 | 28095.27 | 8.2453 | 28104.0418 | NewCT1-4 | 6.5107 | 1.5617 | 2.4519 | 12.2589 | 1.6407 | 0.25755 | 5.9617 | 5.3654
1 | 0.8646 | Large | 8 | Mid | Mid | In | High | Ref | 1972 | 27856.5 | 6.3775 | 28171.4141 | ESR-4h-14 | 5.4438 | 1.3058 | 3.219 | 10.9023 | 1.3195 | 0 | 5.9617 | 4.315
1 | 0.94377 | Large | 4 | Mid | Low | In | Mid | LimitedEE | 1973 | 30710.37 | 11.7646 | 30237.6635 | ESR-4h-27 | 16.3269 | 3.9163 | 3.5126 | 19.1935 | 3.1068 | 2.0245 | 5.9617 | 10.1597
1 | 0.93416 | Moderate | 6 | Mid | Low | In | High | LimitedEE | 1974 | 30710.37 | 9.764 | 30491.6387 | ESR-4h-22 | 7.2631 | 1.7422 | 3.5594 | 15.0657 | 2.2303 | 0.96816 | 5.9617 | 7.2935
1 | 1.2187 | Moderate | 6 | Low | Low | In | High | LimitedEE | 1975 | 30710.37 | 12.0045 | 30209.5069 | ESR-4h-20 | 8.3792 | 2.0099 | 2.6903 | 16.7047 | 2.5831 | 1.3933 | 5.9617 | 8.4472
1 | 1.0484 | Large | 6 | High | Low | Out | High | Ref | 1976 | 27856.5 | 8.2453 | 27864.1558 | NewCT1-2 | 8.2599 | 1.9813 | 2.9997 | 13.2263 | 1.843 | 0.50134 | 5.9617 | 6.0269
1 | 1.0188 | Moderate | 2 | Mid | Mid | In | High | LimitedEE | 1977 | 30710.37 | 13.2284 | 30087.4551 | ESR-4h-27 | 8.7642 | 2.1023 | 3.6878 | 19.0185 | 3.0687 | 1.9786 | 5.9617 | 10.0351
1 | 0.92153 | Moderate | 6 | High | Low | In | Low | AllOptions | 1978 | 29266.38 | 8.9953 | 29157.98 | NewCT2-1 | 7.6713 | 1.8401 | 2.2035 | 13.0389 | 1.8077 | 0.45876 | 5.9617 | 5.9114
1 | 1.1127 | Zero | 4 | Mid | Low | In | Low | DERBreakthrough | 1979 | 28095.27 | 8.9953 | 27992.6423 | NewCT2-1 | 7.8922 | 1.8931 | 4.5287 | 15.4171 | 2.2995 | 1.0515 | 5.9617 | 7.5198
1 | 0.85329 | Large | 8 | High | Low | Out | Mid | LimitedEE | 1980 | 30710.37 | 8.9953 | 30607.2337 | NewCT2-2 | 7.4371 | 1.7839 | 2.7422 | 13.5214 | 1.9071 | 0.57858 | 5.9617 | 6.2365
1 | 0.81829 | Zero | 8 | Mid | Mid | In | Low | DERBreakthrough | 1981 | 28095.27 | 7.7019 | 28180.9141 | NY-1 | 6.7309 | 1.6145 | 4.717 | 14.0335 | 2.0048 | 0.69629 | 5.9617 | 6.5559
1 | 0.80948 | Moderate | 4 | Mid | Low | In | Mid | AllOptions | 1982 | 29266.38 | 8.2453 | 29271.0148 | NewCT1-2 | 7.7248 | 1.853 | 2.6026 | 12.7008 | 1.7337 | 0.36958 | 5.9617 | 5.6694
1 | 0.87182 | Moderate | 2 | Mid | Low | In | High | LimitedEE | 1983 | 30710.37 | 13.6872 | 30090.37 | NECEC | 10.2179 | 2.451 | 3.5675 | 19.7056 | 3.2152 | 2.1552 | 5.9617 | 10.5143
1 | 0.9396 | Moderate | 2 | Low | High | Out | Low | Ref | 1984 | 27856.5 | 5.8136 | 28281.7597 | ESR-4h-12 | 6.3229 | 1.5167 | 2.7659 | 10.0961 | 1.0888 | 0 | 5.9617 | 3.5604
1 | 1.1378 | Moderate | 8 | Low | Low | In | High | AllOptions | 1985 | 29266.38 | 8.9953 | 29157.9965 | NewCT2-1 | 10.4197 | 2.4994 | 3.7997 | 15.2943 | 2.2775 | 1.025 | 5.9617 | 7.4479
1 | 1.0067 | Moderate | 4 | Mid | Low | In | Low | LimitedEE | 1986 | 30710.37 | 12.9929 | 30109.7239 | ESR-4h-26 | 8.4143 | 2.0183 | 3.666 | 18.6772 | 2.9964 | 1.8914 | 5.9617 | 9.7986
1 | 0.9954 | Large | 2 | Mid | High | In | Mid | AllOptions | 1987 | 29266.38 | 7.9112 | 29318.8058 | ESR-4h-16 | 8.7882 | 2.108 | 4.1893 | 14.2085 | 2.0449 | 0.74463 | 5.9617 | 6.687
1 | 1.2004 | Large | 2 | Mid | Mid | In | High | LimitedEE | 1988 | 30710.37 | 13.6872 | 30090.37 | NECEC | 13.5611 | 3.2529 | 4.0647 | 21.0048 | 3.4882 | 2.4842 | 5.9617 | 11.407
1 | 1.1488 | Zero | 8 | Low | Mid | In | High | DERBreakthrough | 1989 | 28095.27 | 8.2453 | 28099.3538 | NewCT1-2 | 8.472 | 2.0322 | 2.3437 | 12.6212 | 1.7182 | 0.35095 | 5.9617 | 5.6188
1 | 1.0484 | Large | 2 | Low | Low | In | Low | LimitedEE | 1990 | 30710.37 | 13.6872 | 30090.37 | NECEC | 11.7021 | 2.807 | 2.7469 | 19.241 | 3.1212 | 2.0418 | 5.9617 | 10.2068
1 | 1.1968 | Zero | 8 | Mid | Mid | In | High | Ref | 1991 | 27856.5 | 8.3105 | 27848.0674 | ESR-4h-5 | 7.2481 | 1.7386 | 4.0575 | 14.1066 | 2.024 | 0.71944 | 5.9617 | 6.6187
1 | 0.80232 | Large | 6 | High | Low | In | High | LimitedEE | 1992 | 30710.37 | 8.9953 | 30607.2337 | NewCT2-3 | 8.1886 | 1.9642 | 4.0507 | 15.0101 | 2.2158 | 0.95064 | 5.9617 | 7.246
1 | 0.80317 | Large | 8 | Mid | Low | Out | Low | LimitedEE | 1993 | 30710.37 | 8.9953 | 30606.8054 | NewCT2-2 | 11.7541 | 2.8195 | 2.7756 | 14.5903 | 2.1338 | 0.85182 | 5.9617 | 6.9779
1 | 1.1629 | Zero | 4 | Mid | Low | In | High | Ref | 1994 | 27856.5 | 8.9016 | 27758.4141 | NY-3 | 8.382 | 2.0106 | 2.8532 | 13.7653 | 1.9582 | 0.64023 | 5.9617 | 6.4038
1 | 1.1275 | Moderate | 8 | Low | Low | In | High | LimitedEE | 1995 | 30710.37 | 9.9188 | 30471.0783 | ESR-4h-16 | 7.9225 | 1.9004 | 3.2354 | 15.0546 | 2.2298 | 0.9675 | 5.9617 | 7.2917
1 | 0.8424 | Zero | 6 | High | Low | In | Mid | DERBreakthrough | 1996 | 28095.27 | 8.2453 | 28105.1055 | NewCT1-2 | 8.9494 | 2.1467 | 3.9297 | 14.3216 | 2.0703 | 0.77531 | 5.9617 | 6.7703
1 | 0.97762 | Moderate | 2 | Mid | High | In | Low | Ref | 1997 | 27856.5 | 6.1828 | 28209.0303 | ESR-4h-10 | 6.406 | 1.5366 | 2.5532 | 10.2726 | 1.1416 | 0 | 5.9617 | 3.7334
1 | 1.0773 | Large | 6 | Low | Mid | In | Mid | Ref | 1998 | 27856.5 | 7.6468 | 27951.0741 | ESR-4h-9 | 9.7276 | 2.3334 | 2.8235 | 12.8037 | 1.7543 | 0.3944 | 5.9617 | 5.7367
1 | 1.1543 | Zero | 2 | Low | Low | In | Mid | Ref | 1999 | 27856.5 | 8.9953 | 27748.1069 | NewCT2-1 | 10.2869 | 2.4675 | 3.3712 | 14.834 | 2.1822 | 0.91014 | 5.9617 | 7.1361
1 | 0.95892 | Moderate | 4 | High | High | Out | Mid | DERBreakthrough | 2000 | 28095.27 | 6.0011 | 28483.3863 | ESR-4h-10 | 5.2666 | 1.2633 | 2.9949 | 10.2593 | 1.1344 | 0 | 5.9617 | 3.7098
2 | 0.90668 | Zero | 2 | Mid | Low | Out | Low | AllOptions | 1 | 29266.38 | 13.6872 | 27598.1915 | ESR-4h-28 | 15.0038 | 3.599 | 4.3642 | 21.6503 | 3.6236 | 2.6473 | 5.9617 | 11.8497
2 | 1.0874 | Moderate | 4 | Low | Mid | Out | High | LimitedEE | 2 | 30710.37 | 13.6872 | 29530.2322 | ESR-4h-28 | 13.5371 | 3.2472 | 4.4974 | 21.4317 | 3.5764 | 2.5905 | 5.9617 | 11.6954
2 | 0.85747 | Moderate | 2 | High | Mid | In | High | LimitedEE | 3 | 30710.37 | 13.6872 | 30068.6643 | NewCT2-1 | 9.456 | 2.2682 | 3.8301 | 19.7854 | 3.2307 | 2.1738 | 5.9617 | 10.5649
2 | 0.78239 | Zero | 2 | Mid | Mid | Out | High | AllOptions | 4 | 29266.38 | 10.4974 | 28950.0504 | NY-5 | 9.0138 | 2.1622 | 3.8458 | 16.5054 | 2.5344 | 1.3346 | 5.9617 | 8.2877
2 | 0.9129 | Moderate | 6 | High | Mid | Out | High | DERBreakthrough | 5 | 28095.27 | 8.0302 | 28128.6643 | NY-5 | 6.5046 | 1.5603 | 3.3036 | 12.894 | 1.7708 | 0.41429 | 5.9617 | 5.7907
2 | 1.1366 | Zero | 4 | Low | Low | In | Mid | AllOptions | 6 | 29266.38 | 10.8815 | 28901.8708 | ESR-4h-19 | 9.3722 | 2.2481 | 3.8991 | 17.0287 | 2.6451 | 1.4681 | 5.9617 | 8.65
2 | 1.0844 | Large | 2 | Low | Mid | In | Low | Ref | 7 | 27856.5 | 8.9871 | 27746.3286 | ESR-4h-16 | 9.4466 | 2.266 | 3.8151 | 15.0682 | 2.2294 | 0.96707 | 5.9617 | 7.2906
2 | 1.0943 | Large | 6 | Low | Low | In | Mid | AllOptions | 8 | 29266.38 | 9.1065 | 29139.3532 | ESR-4h-15 | 10.0544 | 2.4118 | 2.7382 | 14.2565 | 2.0632 | 0.76667 | 5.9617 | 6.7468
2 | 1.007 | Moderate | 6 | High | High | In | Mid | Ref | 9 | 27856.5 | 2.2862 | 29255.3822 | CC-2 | 3.0627 | 0.73465 | 3.4618 | 6.4826 | 0.033693 | 0 | 5.9617 | 0.11018
2 | 0.84201 | Zero | 4 | High | High | In | Mid | LimitedEE | 10 | 30710.37 | 8.9953 | 30608.1514 | NewCT2-1 | 8.8405 | 2.1206 | 4.1536 | 15.2694 | 2.2703 | 1.0163 | 5.9617 | 7.4241
2 | 0.92866 | Moderate | 8 | Low | High | In | High | DERBreakthrough | 11 | 28095.27 | 5.7075 | 28540.1343 | ESR-4h-15 | 6.1119 | 1.4661 | 2.5637 | 9.7372 | 0.98604 | 0 | 5.9617 | 3.2245
2 | 1.2122 | Moderate | 2 | Low | High | In | Mid | Ref | 12 | 27856.5 | 8.2453 | 27865.2088 | NewCT1-1 | 6.1278 | 1.4699 | 2.6149 | 12.3301 | 1.6549 | 0.27465 | 5.9617 | 5.4118
2 | 1.0553 | Moderate | 2 | Low | High | In | Mid | AllOptions | 13 | 29266.38 | 8.6352 | 29208.4651 | ESR-4h-18 | 8.9471 | 2.1461 | 3.4779 | 14.2592 | 2.0596 | 0.76237 | 5.9617 | 6.7352
2 | 1.2027 | Moderate | 2 | Mid | Mid | Out | High | Ref | 14 | 27856.5 | 8.2453 | 27862.2304 | NewCT1-1 | 8.5429 | 2.0492 | 3.2121 | 13.5066 | 1.9013 | 0.57163 | 5.9617 | 6.2176
2 | 1.1206 | Zero | 2 | Mid | Mid | In | High | Ref | 15 | 27856.5 | 7.1 | 28043.6825 | NY-1 | 6.1878 | 1.4843 | 3.2192 | 11.8034 | 1.5397 | 0.13585 | 5.9617 | 5.0352
2 | 0.88019 | Large | 2 | High | High | In | Mid | DERBreakthrough | 16 | 28095.27 | 2.1428 | 29555.3822 | CC-2 | 3.178 | 0.76232 | 2.6765 | 5.5816 | -0.22205 | 0 | 5.9617 | -0.72614
2 | 1.2217 | Large | 6 | Mid | Low | In | Low | Ref | 17 | 27856.5 | 8.2453 | 27862.7997 | NewCT1-2 | 9.0129 | 2.1619 | 3.6023 | 14.0095 | 2.0059 | 0.69767 | 5.9617 | 6.5596
2 | 1.1167 | Moderate | 8 | Mid | Low | Out | Low | Ref | 18 | 27856.5 | 8.9953 | 27749.3883 | NewCT2-1 | 5.815 | 1.3949 | 2.7942 | 13.1843 | 1.8352 | 0.49199 | 5.9617 | 6.0015
2 | 1.1006 | Large | 2 | Mid | Low | Out | Low | DERBreakthrough | 19 | 28095.27 | 13.6872 | 27311.0722 | ESR-4h-25 | 8.2751 | 1.985 | 3.7132 | 19.3853 | 3.1464 | 2.0722 | 5.9617 | 10.2892
2 | 1.1151 | Large | 4 | Low | Mid | In | Mid | DERBreakthrough | 20 | 28095.27 | 8.2453 | 28104.7239 | NewCT1-2 | 5.8809 | 1.4106 | 3.6503 | 13.3062 | 1.8563 | 0.51741 | 5.9617 | 6.0705
2 | 1.1553 | Moderate | 6 | Low | Low | Out | Low | AllOptions | 21 | 29266.38 | 13.4031 | 28608.8224 | ESR-4h-25 | 9.7622 | 2.3417 | 3.728 | 19.4728 | 3.1649 | 2.0945 | 5.9617 | 10.3497
2 | 1.2307 | Moderate | 4 | Mid | Low | In | Mid | LimitedEE | 22 | 30710.37 | 13.6872 | 29261.0722 | NewCT2-2 | 9.8629 | 2.3658 | 3.2078 | 19.2608 | 3.1228 | 2.0438 | 5.9617 | 10.212
2 | 0.93867 | Large | 2 | Mid | High | In | Low | Ref | 23 | 27856.5 | 3.3337 | 28884.0722 | CC-3 | 5.7676 | 1.3835 | 2.3735 | 7.0907 | 0.21869 | 0 | 5.9617 | 0.71514
2 | 1.0658 | Zero | 2 | Mid | Mid | In | High | Ref | 24 | 27856.5 | 7.1 | 28043.6825 | NY-1 | 9.0206 | 2.1638 | 3.1858 | 12.4496 | 1.6771 | 0.30138 | 5.9617 | 5.4843
2 | 1.2039 | Zero | 8 | Low | Low | In | Low | DERBreakthrough | 25 | 28095.27 | 8.9953 | 27990.9536 | NewCT2-1 | 7.1739 | 1.7208 | 1.8815 | 12.5976 | 1.7158 | 0.34802 | 5.9617 | 5.6109
2 | 1.0668 | Moderate | 8 | Mid | Low | In | Mid | LimitedEE | 26 | 30710.37 | 8.9953 | 30607.6785 | NewCT2-4 | 10.3855 | 2.4912 | 3.5309 | 15.0174 | 2.2202 | 0.956 | 5.9617 | 7.2605
2 | 1.2187 | Zero | 4 | Low | Mid | Out | Low | LimitedEE | 27 | 30710.37 | 13.6872 | 28216.7322 | ESR-4h-21 | 10.161 | 2.4373 | 4.176 | 20.3005 | 3.3381 | 2.3033 | 5.9617 | 10.9161
2 | 0.77104 | Zero | 8 | Mid | Mid | Out | Low | DERBreakthrough | 28 | 28095.27 | 8.2453 | 28101.507 | NewCT1-4 | 5.5349 | 1.3277 | 3.8087 | 13.3817 | 1.8715 | 0.53565 | 5.9617 | 6.12
2 | 1.1788 | Zero | 6 | Mid | High | In | High | LimitedEE | 29 | 30710.37 | 8.9953 | 30604.2261 | NewCT2-1 | 11.9185 | 2.8589 | 3.497 | 15.3512 | 2.2913 | 1.0416 | 5.9617 | 7.4929
2 | 1.0468 | Large | 4 | Low | Low | In | Mid | DERBreakthrough | 30 | 28095.27 | 8.9598 | 27988.7322 | ESR-4h-17 | 8.5722 | 2.0562 | 2.9187 | 13.9348 | 1.9939 | 0.68315 | 5.9617 | 6.5202
2 | 0.85082 | Zero | 6 | High | Mid | Out | Mid | AllOptions | 31 | 29266.38 | 8.9953 | 29164.3446 | NewCT2-2 | 6.8631 | 1.6463 | 2.6428 | 13.2844 | 1.8573 | 0.51861 | 5.9617 | 6.0738
2 | 1.2251 | Zero | 2 | Low | High | In | High | DERBreakthrough | 32 | 28095.27 | 8.5851 | 28044.8596 | ESR-4h-11 | 11.4992 | 2.7583 | 3.0116 | 14.3551 | 2.0826 | 0.79005 | 5.9617 | 6.8103
2 | 1.041 | Moderate | 4 | High | Low | In | High | LimitedEE | 33 | 30710.37 | 12.5456 | 30146.6643 | NewCT2-2 | 8.4015 | 2.0153 | 2.5184 | 17.0793 | 2.6636 | 1.4903 | 5.9617 | 8.7103
2 | 0.97681 | Large | 6 | Mid | Low | In | Mid | AllOptions | 34 | 29266.38 | 8.9953 | 29162.3825 | NewCT2-1 | 6.4607 | 1.5497 | 4.0154 | 14.5604 | 2.1205 | 0.83583 | 5.9617 | 6.9345
2 | 1.0839 | Moderate | 8 | Low | Mid | In | Mid | DERBreakthrough | 35 | 28095.27 | 8.2453 | 28104.7239 | NewCT1-2 | 7.063 | 1.6942 | 2.6787 | 12.6182 | 1.7157 | 0.34793 | 5.9617 | 5.6106
2 | 0.89151 | Zero | 6 | Mid | Mid | In | High | DERBreakthrough | 36 | 28095.27 | 7.8 | 28165.5564 | NY-2 | 8.8707 | 2.1278 | 3.55 | 13.4778 | 1.8933 | 0.56199 | 5.9617 | 6.1915
2 | 1.1279 | Zero | 6 | Mid | Low | In | Mid | Ref | 37 | 27856.5 | 8.2453 | 27866.2485 | NewCT1-2 | 8.2784 | 1.9857 | 2.8376 | 13.0686 | 1.8104 | 0.4621 | 5.9617 | 5.9204
2 | 0.84969 | Large | 8 | High | Mid | In | High | LimitedEE | 38 | 30710.37 | 8.2453 | 30717.8531 | NewCT1-4 | 7.0954 | 1.702 | 3.1554 | 13.1026 | 1.8159 | 0.46866 | 5.9617 | 5.9382
2 | 0.87019 | Moderate | 4 | High | Low | In | Low | DERBreakthrough | 39 | 28095.27 | 8.2453 | 28104.245 | NewCT1-1 | 9.4149 | 2.2584 | 2.3753 | 12.8789 | 1.7728 | 0.41668 | 5.9617 | 5.7972
2 | 0.9998 | Large | 2 | High | Low | In | Low | DERBreakthrough | 40 | 28095.27 | 8.2453 | 28104.245 | NewCT1-1 | 10.1014 | 2.423 | 3.0063 | 13.6746 | 1.9381 | 0.61599 | 5.9617 | 6.338
2 | 0.81209 | Moderate | 2 | High | Low | Out | Mid | LimitedEE | 41 | 30710.37 | 13.6872 | 27876.6643 | NewCT2-1 | 10.216 | 2.4505 | 4.2506 | 20.3883 | 3.3563 | 2.3252 | 5.9617 | 10.9756
2 | 1.1187 | Moderate | 2 | Low | Mid | In | Mid | Ref | 42 | 27856.5 | 8.2453 | 27858.4287 | NewCT1-1 | 8.8372 | 2.1198 | 3.6184 | 13.9834 | 2.0003 | 0.69089 | 5.9617 | 6.5412
2 | 1.0181 | Zero | 8 | High | Mid | In | High | DERBreakthrough | 43 | 28095.27 | 5.5186 | 28578.6643 | CC-4 | 3.2891 | 0.78896 | 2.8832 | 9.1908 | 0.82486 | 0 | 5.9617 | 2.6974
2 | 1.052 | Moderate | 6 | High | Mid | In | Low | LimitedEE | 44 | 30710.37 | 8.9953 | 30607.1251 | NewCT2-3 | 6.574 | 1.5769 | 4.09 | 14.6622 | 2.1417 | 0.86135 | 5.9617 | 7.0037
2 | 0.92696 | Large | 6 | High | Mid | In | Mid | DERBreakthrough | 45 | 28095.27 | 3.7591 | 28998.6643 | NY-5 | 3.4963 | 0.83867 | 2.9621 | 7.5599 | 0.35048 | 0 | 5.9617 | 1.1461
2 | 1.0196 | Large | 8 | High | High | In | Mid | LimitedEE | 46 | 30710.37 | 8.2453 | 30713.5833 | NewCT1-2 | 6.6875 | 1.6042 | 2.7279 | 12.5773 | 1.7068 | 0.33714 | 5.9617 | 5.5814
2 | 0.77633 | Large | 4 | Mid | Low | Out | High | AllOptions | 47 | 29266.38 | 9.8743 | 29032.1915 | NewCT2-2 | 10.1167 | 2.4267 | 3.7531 | 16.0541 | 2.4391 | 1.2197 | 5.9617 | 7.9761
2 | 0.853 | Zero | 6 | Mid | High | In | Mid | Ref | 48 | 27856.5 | 4.1776 | 28648.0722 | CC-4 | 6.3953 | 1.534 | 3.6145 | 9.3262 | 0.85861 | 0 | 5.9617 | 2.8078
2 | 0.97969 | Large | 8 | Low | Low | In | Mid | DERBreakthrough | 49 | 28095.27 | 8.2453 | 28103.6255 | NewCT1-3 | 6.0709 | 1.4562 | 2.9501 | 12.6516 | 1.7213 | 0.35465 | 5.9617 | 5.6289
2 | 1.1623 | Large | 6 | Low | High | In | High | LimitedEE | 50 | 30710.37 | 8.9953 | 30607.5336 | NewCT2-2 | 10.4951 | 2.5175 | 3.7908 | 15.3035 | 2.2795 | 1.0275 | 5.9617 | 7.4544
2 | 1.0989 | Zero | 2 | Low | High | In | High | AllOptions | 51 | 29266.38 | 8.9752 | 29158.3575 | ESR-4h-17 | 8.232 | 1.9746 | 3.6792 | 14.6291 | 2.137 | 0.85566 | 5.9617 | 6.9883
2 | 1.0632 | Moderate | 2 | High | Mid | In | High | AllOptions | 52 | 29266.38 | 7.8474 | 29328.6643 | NY-5 | 8.3702 | 2.0078 | 4.5091 | 14.3643 | 2.0761 | 0.78233 | 5.9617 | 6.7893
2 | 1.0597 | Moderate | 8 | Low | Mid | Out | Low | Ref | 53 | 27856.5 | 8.9953 | 27751.5303 | NewCT2-1 | 8.5015 | 2.0393 | 3.1019 | 14.1365 | 2.0356 | 0.73351 | 5.9617 | 6.6569
2 | 1.1203 | Large | 2 | Low | High | In | High | AllOptions | 54 | 29266.38 | 8.2453 | 29273.7625 | NewCT1-1 | 5.2745 | 1.2652 | 2.3131 | 11.8236 | 1.5491 | 0.14712 | 5.9617 | 5.0658
2 | 0.95392 | Moderate | 8 | High | High | In | Low | Ref | 55 | 27856.5 | 3.3099 | 28891.3822 | CC-3 | 5.6417 | 1.3533 | 2.4058 | 7.069 | 0.21212 | 0 | 5.9617 | 0.69367
2 | 0.76537 | Large | 6 | High | High | In | High | DERBreakthrough | 56 | 28095.27 | 1.6638 | 29788.65 | NY-2 | 1.8306 | 0.4391 | 2.7919 | 4.8948 | -0.42245 | 0 | 5.9617 | -1.3815
2 | 1.0578 | Large | 2 | High | High | In | High | LimitedEE | 57 | 30710.37 | 8.2778 | 30705.3822 | NewCT1-1 | 9.6782 | 2.3215 | 2.5146 | 13.1139 | 1.8219 | 0.47586 | 5.9617 | 5.9578
2 | 0.84583 | Moderate | 2 | Mid | Low | Out | High | AllOptions | 58 | 29266.38 | 13.6872 | 28292.1915 | ESR-4h-28 | 11.3159 | 2.7144 | 4.038 | 20.4395 | 3.3684 | 2.3397 | 5.9617 | 11.0151
2 | 0.88983 | Large | 8 | High | Low | In | Low | AllOptions | 59 | 29266.38 | 8.2453 | 29276.2798 | NewCT1-4 | 8.5743 | 2.0567 | 3.5041 | 13.8061 | 1.9633 | 0.64629 | 5.9617 | 6.4202
2 | 0.77856 | Moderate | 8 | High | Mid | Out | High | LimitedEE | 60 | 30710.37 | 8.9953 | 30606.9456 | NewCT2-3 | 6.7463 | 1.6183 | 3.2827 | 13.8962 | 1.9836 | 0.67083 | 5.9617 | 6.4868
2 | 1.0898 | Zero | 6 | Low | High | In | Mid | Ref | 61 | 27856.5 | 7.2719 | 28014.6271 | ESR-4h-16 | 5.9249 | 1.4212 | 2.905 | 11.5981 | 1.4979 | 0.085425 | 5.9617 | 4.8984
2 | 1.1966 | Large | 6 | Low | High | In | Low | DERBreakthrough | 62 | 28095.27 | 8.2453 | 28103.6255 | NewCT1-3 | 5.8843 | 1.4115 | 3.6306 | 13.2873 | 1.8524 | 0.51271 | 5.9617 | 6.0577
2 | 0.87154 | Zero | 8 | Mid | Low | In | Low | Ref | 63 | 27856.5 | 8.2453 | 27866.1557 | NewCT1-3 | 5.7821 | 1.387 | 4.4646 | 14.0968 | 2.0196 | 0.71418 | 5.9617 | 6.6044
2 | 0.85135 | Moderate | 8 | High | Mid | In | Low | AllOptions | 64 | 29266.38 | 8.2453 | 29274.349 | NewCT1-2 | 6.9631 | 1.6702 | 3.8332 | 13.7487 | 1.9493 | 0.62939 | 5.9617 | 6.3743
2 | 0.9987 | Large | 6 | Mid | Mid | In | Low | DERBreakthrough | 65 | 28095.27 | 8.2453 | 28098.7836 | NewCT1-1 | 8.1017 | 1.9434 | 2.7486 | 12.9373 | 1.7831 | 0.4291 | 5.9617 | 5.8309
2 | 1.1896 | Moderate | 8 | Mid | Low | Out | Low | Ref | 66 | 27856.5 | 8.9953 | 27749.3883 | NewCT2-1 | 6.9175 | 1.6593 | 4.2269 | 14.8815 | 2.1875 | 0.91653 | 5.9617 | 7.1535
2 | 0.84325 | Moderate | 8 | High | High | In | High | LimitedEE | 67 | 30710.37 | 8.2453 | 30710.9334 | NewCT1-2 | 8.8 | 2.1109 | 3.6809 | 14.0371 | 2.0113 | 0.70418 | 5.9617 | 6.5773
2 | 0.9306 | Moderate | 2 | Mid | Mid | In | High | AllOptions | 68 | 29266.38 | 8.9953 | 29157.7228 | NewCT2-1 | 7.8679 | 1.8873 | 2.8114 | 13.694 | 1.9433 | 0.62226 | 5.9617 | 6.355
2 | 0.915 | Large | 8 | High | High | In | Low | LimitedEE | 69 | 30710.37 | 8.2453 | 30714.0743 | NewCT1-3 | 6.8958 | 1.6541 | 2.487 | 12.3864 | 1.6676 | 0.28992 | 5.9617 | 5.4533
2 | 0.91148 | Moderate | 2 | High | Low | In | High | Ref | 70 | 27856.5 | 5.3906 | 28366.6643 | NY-3 | 7.2879 | 1.7482 | 3.4642 | 10.603 | 1.2307 | 0 | 5.9617 | 4.0245
2 | 0.7699 | Moderate | 8 | High | Mid | In | High | DERBreakthrough | 71 | 28095.27 | 4.3 | 28856.818 | NY-2 | 4.6538 | 1.1163 | 2.2276 | 7.6439 | 0.38049 | 0 | 5.9617 | 1.2443
2 | 1.1696 | Large | 4 | Mid | Mid | In | Mid | LimitedEE | 72 | 30710.37 | 13.6388 | 30085.2418 | ESR-4h-24 | 7.0149 | 1.6827 | 3.9304 | 19.2519 | 3.1169 | 2.0366 | 5.9617 | 10.1927
2 | 0.93033 | Moderate | 6 | High | Mid | In | Low | AllOptions | 73 | 29266.38 | 8.2453 | 29274.349 | NewCT1-2 | 5.5824 | 1.3391 | 2.8479 | 12.4322 | 1.6753 | 0.29922 | 5.9617 | 5.4785
2 | 0.93085 | Moderate | 8 | Low | Mid | In | High | LimitedEE | 74 | 30710.37 | 8.9953 | 30607.2692 | NewCT2-2 | 10.4004 | 2.4947 | 2.8151 | 14.3052 | 2.0731 | 0.7786 | 5.9617 | 6.7792
2 | 0.85787 | Large | 2 | Mid | Low | Out | Mid | Ref | 75 | 27856.5 | 9.4885 | 27675.0722 | NewCT2-1 | 9.9553 | 2.388 | 2.9077 | 14.7841 | 2.1742 | 0.90052 | 5.9617 | 7.11
2 | 0.87334 | Zero | 2 | Mid | Mid | In | High | LimitedEE | 76 | 30710.37 | 12.5158 | 30150.0504 | ESR-4h-28 | 12.0882 | 2.8996 | 2.7749 | 18.1903 | 2.898 | 1.7728 | 5.9617 | 9.4769
2 | 1.1999 | Zero | 4 | Mid | Mid | Out | Mid | DERBreakthrough | 77 | 28095.27 | 8.9953 | 27988.006 | NewCT2-1 | 5.4543 | 1.3083 | 3.8737 | 14.1773 | 2.04 | 0.73876 | 5.9617 | 6.6711
2 | 0.95477 | Large | 4 | Low | Mid | Out | High | LimitedEE | 78 | 30710.37 | 13.6872 | 29806.4041 | ESR-4h-31 | 10.7071 | 2.5683 | 3.048 | 19.3035 | 3.1328 | 2.0558 | 5.9617 | 10.2446
2 | 1.1175 | Large | 6 | Mid | Low | In | Mid | LimitedEE | 79 | 30710.37 | 12.7812 | 30146.1823 | ESR-4h-23 | 12.5663 | 3.0143 | 3.3794 | 19.175 | 3.1036 | 2.0207 | 5.9617 | 10.1493
2 | 0.79045 | Moderate | 8 | High | High | In | Low | AllOptions | 80 | 29266.38 | 6.5 | 29560.42 | NY-5 | 5.2267 | 1.2537 | 3.8847 | 11.6385 | 1.501 | 0.089164 | 5.9617 | 4.9085
2 | 1.0145 | Zero | 4 | Mid | Mid | In | Low | Ref | 81 | 27856.5 | 8.2453 | 27865.1476 | NewCT1-1 | 6.4411 | 1.545 | 4.0081 | 13.7984 | 1.9588 | 0.64093 | 5.9617 | 6.4057
2 | 0.81497 | Large | 4 | High | Mid | In | Low | Ref | 82 | 27856.5 | 4.2302 | 28634.6643 | CC-4 | 6.1154 | 1.4669 | 4.1656 | 9.8627 | 1.0103 | 0 | 5.9617 | 3.3037
2 | 0.85346 | Large | 8 | High | Low | Out | High | LimitedEE | 83 | 30710.37 | 10.2466 | 30426.6643 | NewCT2-4 | 7.7733 | 1.8646 | 2.3097 | 14.4209 | 2.1004 | 0.81161 | 5.9617 | 6.8688
2 | 0.8473 | Zero | 6 | High | High | In | Low | LimitedEE | 84 | 30710.37 | 8.9953 | 30608.0534 | NewCT2-1 | 11.459 | 2.7487 | 2.7599 | 14.5039 | 2.1156 | 0.82982 | 5.9617 | 6.9182
2 | 1.2301 | Zero | 6 | Low | Mid | In | Low | DERBreakthrough | 85 | 28095.27 | 8.9953 | 27986.7245 | NewCT2-1 | 6.8365 | 1.6399 | 4.4285 | 15.0637 | 2.2251 | 0.9618 | 5.9617 | 7.2763
2 | 1.1324 | Moderate | 6 | Low | High | In | High | LimitedEE | 86 | 30710.37 | 8.9953 | 30607.5336 | NewCT2-2 | 6.551 | 1.5714 | 3.9991 | 14.5658 | 2.1218 | 0.83731 | 5.9617 | 6.9385
2 | 1.1298 | Zero | 2 | Mid | High | Out | Low | Ref | 87 | 27856.5 | 8.6 | 27804.2239 | NY-3 | 7.9364 | 1.9037 | 5.0008 | 15.5046 | 2.3154 | 1.0707 | 5.9617 | 7.5719
2 | 0.89931 | Zero | 6 | Mid | Low | In | Low | AllOptions | 88 | 29266.38 | 8.9953 | 29164.3252 | NewCT2-3 | 9.8713 | 2.3678 | 4.0141 | 15.3773 | 2.2939 | 1.0448 | 5.9617 | 7.5015
2 | 0.96523 | Moderate | 8 | Mid | Low | In | High | AllOptions | 89 | 29266.38 | 8.2453 | 29270.862 | NewCT1-4 | 7.3915 | 1.773 | 3.6465 | 13.6648 | 1.9325 | 0.60918 | 5.9617 | 6.3195
2 | 0.9753 | Moderate | 8 | High | Mid | In | Mid | Ref | 90 | 27856.5 | 4.5792 | 28548.6643 | NY-2 | 7.5609 | 1.8136 | 3.4333 | 9.8262 | 1.0052 | 0 | 5.9617 | 3.2873
2 | 1.1259 | Zero | 6 | Mid | Low | In | Mid | Ref | 91 | 27856.5 | 8.2453 | 27866.2485 | NewCT1-2 | 8.0863 | 1.9397 | 3.1937 | 13.3787 | 1.8743 | 0.53903 | 5.9617 | 6.1292
2 | 0.85576 | Zero | 6 | High | High | In | Low | LimitedEE | 92 | 30710.37 | 8.9953 | 30608.0534 | NewCT2-1 | 7.4753 | 1.7931 | 3.4335 | 14.2218 | 2.0519 | 0.75312 | 5.9617 | 6.7101
2 | 0.76769 | Moderate | 8 | High | High | In | Low | DERBreakthrough | 93 | 28095.27 | 3.6082 | 29041.3822 | NY-1 | 3.8962 | 0.93458 | 3.1576 | 7.7004 | 0.38979 | 0 | 5.9617 | 1.2747
2 | 0.97159 | Zero | 8 | Low | High | In | High | Ref | 94 | 27856.5 | 6.1242 | 28220.1532 | ESR-4h-16 | 4.0987 | 0.98315 | 3.6477 | 10.755 | 1.2734 | 0 | 5.9617 | 4.1644
2 | 1.1684 | Zero | 4 | Low | High | In | High | LimitedEE | 95 | 30710.37 | 10.0019 | 30459.4519 | ESR-4h-18 | 11.5148 | 2.7621 | 3.1558 | 15.9198 | 2.4139 | 1.1894 | 5.9617 | 7.8938
2 | 0.81279 | Zero | 4 | Mid | Low | In | Low | LimitedEE | 96 | 30710.37 | 13.6872 | 29538.1915 | NY-5 | 12.8122 | 3.0733 | 3.7753 | 20.5357 | 3.3903 | 2.3661 | 5.9617 | 11.0867
2 | 1.0924 | Moderate | 8 | Mid | Mid | In | Mid | Ref | 97 | 27856.5 | 5.838 | 28275.0722 | NY-4 | 7.0376 | 1.6881 | 2.8323 | 10.3584 | 1.1645 | 0 | 5.9617 | 3.8079
2 | 0.87792 | Large | 4 | Mid | High | In | High | DERBreakthrough | 98 | 28095.27 | 2.4497 | 29428.0722 | NY-3 | 2.575 | 0.61766 | 3.4765 | 6.5439 | 0.051388 | 0 | 5.9617 | 0.16805
2 | 1.0565 | Moderate | 8 | Low | High | In | High | AllOptions | 99 | 29266.38 | 8.2453 | 29273.7625 | NewCT1-1 | 8.2574 | 1.9807 | 4.0267 | 14.2527 | 2.0551 | 0.75701 | 5.9617 | 6.7206
2 | 1.1455 | Zero | 4 | Low | Mid | In | Mid | DERBreakthrough | 100 | 28095.27 | 8.9953 | 27987.2553 | NewCT2-1 | 8.2987 | 1.9906 | 2.5345 | 13.5204 | 1.908 | 0.57971 | 5.9617 | 6.2395
2 | 1.188 | Large | 6 | Low | High | In | High | LimitedEE | 101 | 30710.37 | 8.9953 | 30607.5336 | NewCT2-2 | 6.1356 | 1.4718 | 3.3215 | 13.7885 | 1.9606 | 0.64301 | 5.9617 | 6.4113
2 | 0.96069 | Large | 2 | High | High | In | Mid | Ref | 102 | 27856.5 | 1.839 | 29458.65 | NY-2 | 3.2859 | 0.78819 | 2.3848 | 5.012 | -0.38529 | 0 | 5.9617 | -1.26
2 | 1.0941 | Large | 6 | Mid | Mid | In | Low | Ref | 103 | 27856.5 | 6.9918 | 28061.0722 | CC-4 | 8.2569 | 1.9806 | 3.3604 | 12.3328 | 1.6513 | 0.27033 | 5.9617 | 5.4001
2 | 0.79117 | Moderate | 4 | High | Low | In | High | LimitedEE | 104 | 30710.37 | 12.5456 | 30146.6643 | NewCT2-2 | 11.413 | 2.7377 | 2.7904 | 18.0737 | 2.8731 | 1.7429 | 5.9617 | 9.3956
2 | 1.1772 | Large | 6 | Low | Mid | In | Mid | AllOptions | 105 | 29266.38 | 8.9953 | 29164.3133 | NewCT2-2 | 9.6001 | 2.3028 | 3.8628 | 15.1609 | 2.2489 | 0.99048 | 5.9617 | 7.3541
2 | 1.1627 | Moderate | 4 | Mid | Mid | In | Mid | Ref | 106 | 27856.5 | 5.838 | 28275.0722 | NY-4 | 4.9023 | 1.1759 | 3.1664 | 10.1803 | 1.1102 | 0 | 5.9617 | 3.6304
2 | 1.081 | Large | 8 | Mid | Low | In | Low | DERBreakthrough | 107 | 28095.27 | 8.2453 | 28100.538 | NewCT1-2 | 9.0645 | 2.1743 | 3.0378 | 13.4574 | 1.8919 | 0.56022 | 5.9617 | 6.1867
2 | 1.0657 | Moderate | 2 | Mid | High | In | Mid | LimitedEE | 108 | 30710.37 | 11.9282 | 30218.1346 | ESR-4h-22 | 16.842 | 4.0399 | 3.0093 | 18.9775 | 3.0638 | 1.9726 | 5.9617 | 10.019
2 | 1.2005 | Zero | 6 | Low | Low | Out | High | Ref | 109 | 27856.5 | 8.9953 | 27754.4309 | NewCT2-3 | 8.818 | 2.1152 | 4.5406 | 15.651 | 2.3491 | 1.1113 | 5.9617 | 7.6819
2 | 0.78661 | Large | 6 | Mid | Mid | In | Low | LimitedEE | 110 | 30710.37 | 8.9953 | 30601.9846 | NewCT2-3 | 9.7353 | 2.3352 | 3.8119 | 15.1424 | 2.2452 | 0.98609 | 5.9617 | 7.3422
2 | 0.92464 | Large | 6 | High | Mid | In | Mid | Ref | 111 | 27856.5 | 3.4509 | 28848.6643 | CC-3 | 5.7057 | 1.3686 | 2.7161 | 7.5357 | 0.34533 | 0 | 5.9617 | 1.1293
2 | 0.96879 | Moderate | 2 | Mid | Low | In | Mid | AllOptions | 112 | 29266.38 | 11.0906 | 28875.0722 | ESR-4h-25 | 9.1146 | 2.1863 | 3.3115 | 16.5885 | 2.555 | 1.3594 | 5.9617 | 8.3551
2 | 0.93152 | Moderate | 8 | Low | High | Out | High | DERBreakthrough | 113 | 28095.27 | 7.4483 | 28223.359 | ESR-4h-20 | 4.3353 | 1.0399 | 2.7494 | 11.2377 | 1.4205 | 0 | 5.9617 | 4.6453
2 | 0.7915 | Moderate | 8 | High | Low | In | Low | Ref | 114 | 27856.5 | 7.5148 | 27972.6643 | NY-5 | 9.0772 | 2.1774 | 3.0295 | 12.7217 | 1.7357 | 0.37204 | 5.9617 | 5.6761
2 | 0.97726 | Zero | 8 | High | Low | In | High | LimitedEE | 115 | 30710.37 | 8.9953 | 30600.003 | NewCT2-3 | 9.0864 | 2.1796 | 3.1987 | 14.3735 | 2.0854 | 0.7935 | 5.9617 | 6.8196
2 | 1.1071 | Moderate | 2 | Low | High | In | Mid | LimitedEE | 116 | 30710.37 | 12.1097 | 30196.7322 | ESR-4h-23 | 8.9349 | 2.1432 | 3.8386 | 18.0916 | 2.8711 | 1.7404 | 5.9617 | 9.3889
2 | 0.96135 | Large | 2 | Low | Low | In | Low | DERBreakthrough | 117 | 28095.27 | 9.2713 | 27944.2322 | NewCT2-1 | 8.5266 | 2.0453 | 3.9068 | 15.2234 | 2.2619 | 1.0062 | 5.9617 | 7.3967
2 | 1.1308 | Zero | 4 | Low | Low | In | Low | DERBreakthrough | 118 | 28095.27 | 9.5478 | 27906.5548 | ESR-4h-15 | 11.9917 | 2.8765 | 2.9927 | 15.4169 | 2.3081 | 1.0618 | 5.9617 | 7.5477
2 | 0.86634 | Zero | 4 | Mid | Low | In | Mid | LimitedEE | 119 | 30710.37 | 13.6872 | 29902.1915 | ESR-4h-28 | 9.6562 | 2.3163 | 3.1609 | 19.1643 | 3.1026 | 2.0194 | 5.9617 | 10.1459
2 | 0.81767 | Large | 2 | High | Low | In | Mid | LimitedEE | 120 | 30710.37 | 13.6872 | 29076.6643 | NewCT2-1 | 12.756 | 3.0598 | 3.5091 | 20.2561 | 3.3324 | 2.2964 | 5.9617 | 10.8974
2 | 1.1975 | Zero | 6 | Low | Low | In | Low | AllOptions | 121 | 29266.38 | 10.8013 | 28912.048 | ESR-4h-16 | 13.5858 | 3.2588 | 2.5209 | 16.581 | 2.5578 | 1.3628 | 5.9617 | 8.3644
2 | 1.1866 | Moderate | 6 | Low | High | In | High | AllOptions | 122 | 29266.38 | 8.2453 | 29273.7625 | NewCT1-1 | 9.3294 | 2.2379 | 4.0603 | 14.5435 | 2.1167 | 0.83118 | 5.9617 | 6.9219
2 | 1.0809 | Moderate | 2 | Low | Low | In | Low | Ref | 123 | 27856.5 | 9.8564 | 27624.7322 | ESR-4h-17 | 10.0308 | 2.4061 | 2.7973 | 15.0597 | 2.2333 | 0.97177 | 5.9617 | 7.3033
2 | 0.79984 | Moderate | 6 | High | High | In | High | AllOptions | 124 | 29266.38 | 4.8933 | 29885.3822 | NY-2 | 3.8612 | 0.92619 | 2.4559 | 8.2754 | 0.5622 | 0 | 5.9617 | 1.8385
2 | 1.224 | Moderate | 6 | Low | Mid | In | High | DERBreakthrough | 125 | 28095.27 | 8.2453 | 28102.9128 | NewCT1-3 | 5.4839 | 1.3154 | 2.4397 | 12.0004 | 1.5859 | 0.19149 | 5.9617 | 5.1862
2 | 1.124 | Zero | 8 | Low | High | Out | Low | AllOptions | 126 | 29266.38 | 8.9953 | 29163.8208 | NewCT2-3 | 7.4792 | 1.794 | 2.3898 | 13.1791 | 1.8364 | 0.49338 | 5.9617 | 6.0053
2 | 0.96718 | Zero | 6 | High | Low | Out | Mid | Ref | 127 | 27856.5 | 8.6 | 27803.0606 | NY-3 | 7.5618 | 1.8139 | 3.2193 | 13.6332 | 1.9281 | 0.60396 | 5.9617 | 6.3053
2 | 1.0496 | Moderate | 2 | Mid | Mid | In | Mid | DERBreakthrough | 128 | 28095.27 | 6.5 | 28388.864 | NY-5 | 7.6306 | 1.8304 | 3.3877 | 11.7181 | 1.5207 | 0.11288 | 5.9617 | 4.9729
2 | 1.0737 | Large | 8 | High | Mid | Out | High | Ref | 129 | 27856.5 | 6.6105 | 28128.6643 | CC-4 | 4.7789 | 1.1463 | 3.0976 | 10.8544 | 1.3065 | 0 | 5.9617 | 4.2725
2 | 0.80248 | Moderate | 8 | Mid | High | In | Low | DERBreakthrough | 130 | 28095.27 | 5 | 28691.7985 | NY-3 | 9.0026 | 2.1595 | 2.7714 | 9.9309 | 1.0407 | 0 | 5.9617 | 3.4034
2 | 1.2136 | Moderate | 2 | Mid | High | In | Mid | AllOptions | 131 | 29266.38 | 7.4209 | 29398.0722 | NY-5 | 6.2349 | 1.4956 | 3.8092 | 12.7257 | 1.7322 | 0.36782 | 5.9617 | 5.6646
2 | 1.2081 | Moderate | 2 | Mid | Mid | In | Low | LimitedEE | 132 | 30710.37 | 13.6872 | 28801.0722 | NewCT2-1 | 9.0871 | 2.1797 | 3.591 | 19.4579 | 3.1625 | 2.0916 | 5.9617 | 10.3419
2 | 1.0474 | Zero | 4 | High | Mid | Out | Low | DERBreakthrough | 133 | 28095.27 | 8.9953 | 27991.8244 | NewCT2-1 | 8.5444 | 2.0495 | 3.1675 | 14.2123 | 2.0514 | 0.75246 | 5.9617 | 6.7083
2 | 0.90326 | Moderate | 2 | High | High | Out | Mid | DERBreakthrough | 134 | 28095.27 | 5.8 | 28522.1301 | NY-4 | 4.3085 | 1.0335 | 3.4233 | 10.2567 | 1.1304 | 0 | 5.9617 | 3.6966
2 | 0.99374 | Zero | 8 | Mid | High | In | Mid | DERBreakthrough | 135 | 28095.27 | 5.1914 | 28648.0722 | CC-4 | 4.151 | 0.9957 | 2.8018 | 8.9889 | 0.76684 | 0 | 5.9617 | 2.5077
2 | 0.81829 | Zero | 6 | Mid | Mid | In | Mid | Ref | 136 | 27856.5 | 7.8 | 27927.8013 | NY-2 | 6.1132 | 1.4664 | 3.0986 | 12.365 | 1.6596 | 0.28032 | 5.9617 | 5.4272
2 | 1.2189 | Zero | 6 | Low | High | In | Mid | LimitedEE | 137 | 30710.37 | 9.1065 | 30582.7322 | NewCT2-3 | 9.8637 | 2.366 | 2.5822 | 14.0548 | 2.0212 | 0.71611 | 5.9617 | 6.6097
2 | 1.0164 | Zero | 8 | Low | Mid | Out | High | AllOptions | 138 | 29266.38 | 8.9953 | 29163.4654 | NewCT2-3 | 8.8972 | 2.1342 | 3.4254 | 14.5548 | 2.1226 | 0.83836 | 5.9617 | 6.9414
2 | 1.0494 | Moderate | 8 | High | Mid | In | High | Ref | 139 | 27856.5 | 3.8726 | 28728.6643 | NY-1 | 5.5869 | 1.3401 | 2.7273 | 7.94 | 0.46269 | 0 | 5.9617 | 1.513
2 | 1.0424 | Moderate | 2 | Low | Low | In | Low | Ref | 140 | 27856.5 | 9.5939 | 27661.2004 | ESR-4h-18 | 11.2387 | 2.6958 | 2.791 | 15.0808 | 2.2378 | 0.97719 | 5.9617 | 7.318
2 | 1.0387 | Large | 8 | Low | High | In | High | AllOptions | 141 | 29266.38 | 8.2453 | 29273.7625 | NewCT1-1 | 7.7018 | 1.8474 | 3.6397 | 13.7325 | 1.9469 | 0.62653 | 5.9617 | 6.3666
2 | 0.93941 | Large | 4 | Low | High | In | Mid | Ref | 142 | 27856.5 | 5.8118 | 28282.1152 | ESR-4h-14 | 6.417 | 1.5393 | 2.2487 | 9.5997 | 0.94851 | 0 | 5.9617 | 3.1018
2 | 1.1188 | Zero | 8 | Low | Low | In | Mid | LimitedEE | 143 | 30710.37 | 10.6385 | 30376.6731 | ESR-4h-19 | 10.8637 | 2.6059 | 3.9371 | 17.1816 | 2.6774 | 1.5069 | 5.9617 | 8.7554
2 | 1.0931 | Zero | 6 | Mid | Low | In | Low | DERBreakthrough | 144 | 28095.27 | 8.3643 | 28077.0722 | NewCT1-3 | 6.9844 | 1.6754 | 4.073 | 14.1126 | 2.0252 | 0.72087 | 5.9617 | 6.6226
2 | 0.94859 | Large | 2 | Low | High | In | High | DERBreakthrough | 145 | 28095.27 | 5.9009 | 28502.836 | ESR-4h-13 | 6.5271 | 1.5657 | 3.0708 | 10.5373 | 1.2146 | 0 | 5.9617 | 3.972
2 | 0.94024 | Large | 2 | Low | Mid | In | High | LimitedEE | 146 | 30710.37 | 11.6955 | 30245.8102 | ESR-4h-31 | 12.3108 | 2.953 | 3.0075 | 17.6561 | 2.7833 | 1.6346 | 5.9617 | 9.1018
2 | 0.98187 | Large | 2 | Low | Mid | In | Low | LimitedEE | 147 | 30710.37 | 13.6872 | 29572.4041 | ESR-4h-31 | 8.7381 | 2.096 | 4.3055 | 20.0887 | 3.2924 | 2.2482 | 5.9617 | 10.7667
2 | 1.1722 | Zero | 4 | Mid | Low | In | Mid | LimitedEE | 148 | 30710.37 | 13.6872 | 29615.0722 | ESR-4h-25 | 9.1939 | 2.2053 | 2.9988 | 18.8913 | 3.0455 | 1.9507 | 5.9617 | 9.9594
2 | 1.193 | Large | 8 | Low | Mid | In | High | Ref | 149 | 27856.5 | 8.2453 | 27859.6041 | NewCT1-3 | 8.48 | 2.0341 | 3.7442 | 14.0236 | 2.0081 | 0.70031 | 5.9617 | 6.5668
2 | 1.0789 | Large | 8 | Mid | Low | In | Low | DERBreakthrough | 150 | 28095.27 | 8.2453 | 28100.538 | NewCT1-2 | 8.9076 | 2.1367 | 3.7027 | 14.0847 | 2.0213 | 0.71622 | 5.9617 | 6.6099
2 | 1.0425 | Moderate | 8 | Low | Mid | In | Mid | DERBreakthrough | 151 | 28095.27 | 8.2453 | 28104.7239 | NewCT1-2 | 5.2803 | 1.2666 | 3.5883 | 13.1002 | 1.813 | 0.46512 | 5.9617 | 5.9286
2 | 0.84528 | Zero | 6 | Mid | Low | Out | Mid | LimitedEE | 152 | 30710.37 | 13.6872 | 29442.1915 | NY-5 | 7.4974 | 1.7984 | 3.1884 | 18.6739 | 2.9983 | 1.8938 | 5.9617 | 9.805
2 | 0.8344 | Zero | 8 | Mid | High | In | Mid | DERBreakthrough | 153 | 28095.27 | 5.1914 | 28648.0722 | CC-4 | 5.6513 | 1.3556 | 3.512 | 10.059 | 1.0723 | 0 | 5.9617 | 3.5066
2 | 1.1939 | Moderate | 4 | Low | Low | Out | High | LimitedEE | 154 | 30710.37 | 13.6872 | 28178.2322 | ESR-4h-20 | 10.3074 | 2.4725 | 3.7487 | 19.9083 | 3.2572 | 2.2058 | 5.9617 | 10.6516
2 | 0.8525 | Zero | 2 | High | High | In | Mid | Ref | 155 | 27856.5 | 2.2862 | 29255.3822 | CC-2 | 2.5435 | 0.61011 | 2.5132 | 5.4095 | -0.2708 | 0 | 5.9617 | -0.88556
2 | 1.1871 | Large | 2 | Mid | High | In | High | DERBreakthrough | 156 | 28095.27 | 2.4497 | 29428.0722 | NY-3 | 3.9191 | 0.94007 | 2.9006 | 6.2903 | -0.017865 | 0 | 5.9617 | -0.058422
2 | 1.2005 | Moderate | 4 | Low | High | In | Mid | DERBreakthrough | 157 | 28095.27 | 8.2453 | 28103.8757 | NewCT1-2 | 7.9943 | 1.9176 | 3.7911 | 13.954 | 1.9931 | 0.68219 | 5.9617 | 6.5176
2 | 0.85406 | Large | 6 | Mid | Low | In | High | LimitedEE | 158 | 30710.37 | 8.9953 | 30605.3577 | NewCT2-3 | 11.1055 | 2.6639 | 3.4267 | 15.0859 | 2.2354 | 0.97421 | 5.9617 | 7.31
2 | 0.9186 | Moderate | 6 | Mid | Low | In | High | DERBreakthrough | 159 | 28095.27 | 8.143 | 28111.0722 | NY-5 | 6.6699 | 1.5999 | 3.0078 | 12.7506 | 1.742 | 0.3796 | 5.9617 | 5.6966
2 | 0.94434 | Moderate | 4 | Low | Mid | Out | Low | AllOptions | 160 | 29266.38 | 11.3102 | 28848.1761 | ESR-4h-32 | 9.9653 | 2.3904 | 3.8678 | 17.5684 | 2.7599 | 1.6064 | 5.9617 | 9.0252
2 | 0.76791 | Moderate | 6 | High | Mid | In | Mid | Ref | 161 | 27856.5 | 4.5792 | 28548.6643 | NY-2 | 4.4053 | 1.0567 | 2.9014 | 8.5374 | 0.6349 | 0 | 5.9617 | 2.0762
2 | 1.1953 | Zero | 8 | Low | High | In | High | DERBreakthrough | 162 | 28095.27 | 8.2453 | 28104.3535 | NewCT1-2 | 9.639 | 2.3121 | 3.695 | 14.2524 | 2.0569 | 0.75917 | 5.9617 | 6.7265
2 | 0.81127 | Moderate | 8 | High | Low | In | Mid | DERBreakthrough | 163 | 28095.27 | 6.7821 | 28336.6643 | NY-5 | 7.6313 | 1.8305 | 3.6476 | 12.2603 | 1.6343 | 0.24984 | 5.9617 | 5.3445
2 | 1.0685 | Moderate | 8 | Mid | Low | In | High | Ref | 164 | 27856.5 | 6.7082 | 28111.0722 | NY-5 | 7.2056 | 1.7284 | 3.0684 | 11.5051 | 1.4773 | 0.060529 | 5.9617 | 4.8308
2 | 1.201 | Moderate | 2 | Mid | Mid | In | Mid | LimitedEE | 165 | 30710.37 | 13.6872 | 29165.0722 | NewCT2-1 | 8.5607 | 2.0535 | 3.3289 | 19.0695 | 3.0815 | 1.994 | 5.9617 | 10.0771
2 | 0.843 | Zero | 8 | Mid | Mid | In | Low | Ref | 166 | 27856.5 | 8.2453 | 27865.1476 | NewCT1-1 | 6.1716 | 1.4804 | 4.4337 | 14.1593 | 2.0331 | 0.7304 | 5.9617 | 6.6484
2 | 1.0013 | Large | 2 | Low | Low | In | Mid | AllOptions | 167 | 29266.38 | 10.8694 | 28903.1056 | ESR-4h-27 | 13.6153 | 3.2659 | 3.5309 | 17.6662 | 2.7825 | 1.6337 | 5.9617 | 9.0992
2 | 1.0927 | Moderate | 4 | Mid | Mid | In | High | AllOptions | 168 | 29266.38 | 8.2453 | 29275.8757 | NewCT1-2 | 11.0524 | 2.6512 | 4.0215 | 14.918 | 2.1964 | 0.92725 | 5.9617 | 7.1825
2 | 1.2264 | Zero | 6 | Low | High | Out | High | DERBreakthrough | 169 | 28095.27 | 8.5981 | 28043.1064 | ESR-4h-14 | 9.7712 | 2.3438 | 3.4649 | 14.4068 | 2.091 | 0.80023 | 5.9617 | 6.8379
2 | 1.0164 | Large | 4 | High | Low | In | Low | DERBreakthrough | 170 | 28095.27 | 8.2453 | 28104.245 | NewCT1-1 | 8.4923 | 2.0371 | 3.4002 | 13.6825 | 1.9376 | 0.61536 | 5.9617 | 6.3363
2 | 0.89463 | Zero | 2 | High | High | In | High | DERBreakthrough | 171 | 28095.27 | 2.0753 | 29585.3822 | CC-2 | 2.9893 | 0.71705 | 3.1167 | 5.9091 | -0.13026 | 0 | 5.9617 | -0.42598
2 | 0.82988 | Zero | 8 | Mid | Low | Out | Low | DERBreakthrough | 172 | 28095.27 | 8.9953 | 27993.2112 | NewCT2-1 | 7.0173 | 1.6833 | 4.3895 | 15.0681 | 2.2262 | 0.96318 | 5.9617 | 7.28
2 | 0.99413 | Zero | 6 | Mid | Low | In | Mid | DERBreakthrough | 173 | 28095.27 | 8.2453 | 28097.8401 | NewCT1-3 | 9.7602 | 2.3412 | 3.6398 | 14.2263 | 2.0517 | 0.75287 | 5.9617 | 6.7094
2 | 0.89675 | Large | 4 | Mid | Low | In | High | AllOptions | 174 | 29266.38 | 8.9953 | 29160.1503 | NewCT2-1 | 6.2646 | 1.5027 | 4.2227 | 14.7207 | 2.1534 | 0.87543 | 5.9617 | 7.0419
2 | 1.2021 | Large | 4 | Mid | High | In | Mid | DERBreakthrough | 175 | 28095.27 | 3 | 29230.3459 | NY-4 | 3.3011 | 0.79183 | 2.696 | 6.4879 | 0.041083 | 0 | 5.9617 | 0.13435
2 | 0.97906 | Moderate | 6 | Mid | High | In | High | AllOptions | 176 | 29266.38 | 6.3948 | 29578.0722 | NY-4 | 6.6858 | 1.6037 | 3.6948 | 11.6934 | 1.5137 | 0.10449 | 5.9617 | 4.9501
2 | 0.96086 | Large | 6 | High | Mid | Out | High | DERBreakthrough | 177 | 28095.27 | 8.0302 | 28128.6643 | CC-4 | 6.6182 | 1.5875 | 3.6452 | 13.2629 | 1.8472 | 0.50635 | 5.9617 | 6.0405
2 | 0.79113 | Zero | 2 | Mid | Low | Out | Low | AllOptions | 178 | 29266.38 | 13.6872 | 27598.1915 | NY-5 | 11.7431 | 2.8168 | 4.2795 | 20.7835 | 3.4401 | 2.4261 | 5.9617 | 11.2495
2 | 0.89531 | Zero | 4 | High | Low | Out | Mid | DERBreakthrough | 179 | 28095.27 | 8.9953 | 27987.2612 | NewCT2-2 | 7.4367 | 1.7839 | 2.2384 | 13.0175 | 1.8029 | 0.45306 | 5.9617 | 5.8959
2 | 0.94422 | Zero | 8 | Mid | Low | In | Low | DERBreakthrough | 180 | 28095.27 | 8.2453 | 28097.2409 | NewCT1-4 | 8.356 | 2.0044 | 2.9833 | 13.2329 | 1.8445 | 0.50316 | 5.9617 | 6.0318
2 | 1.1995 | Zero | 8 | Low | Low | In | High | Ref | 181 | 27856.5 | 8.3365 | 27843.7191 | ESR-4h-12 | 8.24 | 1.9765 | 3.8985 | 14.2115 | 2.0471 | 0.74735 | 5.9617 | 6.6944
2 | 0.8035 | Large | 4 | Mid | Low | In | Low | LimitedEE | 182 | 30710.37 | 13.6872 | 29538.1915 | ESR-4h-28 | 10.8255 | 2.5967 | 4.438 | 20.7219 | 3.4261 | 2.4093 | 5.9617 | 11.2038
2 | 0.7802 | Large | 6 | High | Low | In | High | Ref | 183 | 27856.5 | 4.1057 | 28666.6643 | CC-4 | 4.2214 | 1.0126 | 3.2522 | 8.3704 | 0.58373 | 0 | 5.9617 | 1.9089
2 | 0.76875 | Large | 2 | Mid | High | In | Low | LimitedEE | 184 | 30710.37 | 10.0191 | 30456.7683 | NewCT2-1 | 9.6873 | 2.3237 | 3.197 | 15.5398 | 2.333 | 1.0919 | 5.9617 | 7.6293
2 | 0.9436 | Large | 6 | High | Low | In | Mid | AllOptions | 185 | 29266.38 | 8.2453 | 29276.2521 | NewCT1-3 | 6.1595 | 1.4775 | 2.9319 | 12.6547 | 1.722 | 0.35556 | 5.9617 | 5.6313
2 | 1.1439 | Large | 8 | Mid | High | In | Low | DERBreakthrough | 186 | 28095.27 | 3.75 | 29002.6297 | NY-5 | 5.0179 | 1.2036 | 2.6453 | 7.599 | 0.36425 | 0 | 5.9617 | 1.1911
2 | 0.85142 | Large | 6 | Mid | High | In | Low | AllOptions | 187 | 29266.38 | 8.2453 | 29275.4704 | NewCT1-1 | 8.5845 | 2.0592 | 3.7543 | 14.0588 | 2.0155 | 0.70925 | 5.9617 | 6.591
2 | 1.2208 | Moderate | 4 | Low | Low | In | Mid | AllOptions | 188 | 29266.38 | 12.0332 | 28762.2832 | ESR-4h-18 | 11.8916 | 2.8525 | 1.5322 | 16.4179 | 2.5287 | 1.3277 | 5.9617 | 8.2692
2 | 1.1448 | Moderate | 4 | Low | Mid | In | Mid | LimitedEE | 189 | 30710.37 | 13.2304 | 30085.251 | ESR-4h-25 | 9.3075 | 2.2326 | 2.6936 | 18.1566 | 2.8913 | 1.7647 | 5.9617 | 9.4549
2 | 0.873 | Large | 8 | Mid | Low | In | Low | DERBreakthrough | 190 | 28095.27 | 8.2453 | 28100.538 | NewCT1-2 | 6.5226 | 1.5646 | 2.8808 | 12.6906 | 1.73 | 0.3651 | 5.9617 | 5.6572
2 | 0.96915 | Zero | 8 | Mid | Mid | Out | Mid | Ref | 191 | 27856.5 | 8.2453 | 27859.1666 | NewCT1-3 | 6.7959 | 1.6301 | 3.9392 | 13.8146 | 1.9626 | 0.64553 | 5.9617 | 6.4181
2 | 1.0243 | Large | 6 | Low | High | Out | High | Ref | 192 | 27856.5 | 8.0926 | 27881.038 | ESR-4h-17 | 7.6651 | 1.8386 | 2.9363 | 12.8675 | 1.7672 | 0.40998 | 5.9617 | 5.779
2 | 1.1747 | Large | 2 | Low | Low | Out | High | Ref | 193 | 27856.5 | 11.4024 | 27427.2107 | ESR-4h-20 | 8.6382 | 2.0721 | 4.4025 | 17.877 | 2.8224 | 1.6817 | 5.9617 | 9.2296
2 | 0.92373 | Zero | 8 | Low | Low | In | High | DERBreakthrough | 194 | 28095.27 | 8.2453 | 28102.4723 | NewCT1-2 | 5.8065 | 1.3928 | 3.3305 | 12.9685 | 1.7864 | 0.43318 | 5.9617 | 5.8419
2 | 0.9782 | Zero | 8 | Mid | High | In | Mid | LimitedEE | 195 | 30710.37 | 8.9953 | 30600.8635 | NewCT2-1 | 5.5279 | 1.326 | 3.4876 | 13.8089 | 1.964 | 0.64711 | 5.9617 | 6.4224
2 | 1.1534 | Zero | 6 | Low | Mid | In | Low | LimitedEE | 196 | 30710.37 | 12.4571 | 30156.7322 | ESR-4h-21 | 8.7136 | 2.0901 | 3.4858 | 18.033 | 2.8606 | 1.7278 | 5.9617 | 9.3547
2 | 0.80207 | Moderate | 8 | Mid | Low | In | Mid | DERBreakthrough | 197 | 28095.27 | 7.9894 | 28135.0722 | ESR-4h-25 | 6.7644 | 1.6226 | 2.4441 | 12.0561 | 1.5977 | 0.20571 | 5.9617 | 5.2248
2 | 0.80374 | Moderate | 2 | High | Low | Out | Mid | AllOptions | 198 | 29266.38 | 13.6872 | 27876.6643 | NewCT2-1 | 11.3067 | 2.7121 | 3.8749 | 20.2742 | 3.3342 | 2.2986 | 5.9617 | 10.9033
2 | 1.2124 | Large | 8 | Mid | High | In | High | LimitedEE | 199 | 30710.37 | 8.2453 | 30719.1317 | NewCT1-3 | 8.836 | 2.1195 | 3.3231 | 13.6879 | 1.9392 | 0.61727 | 5.9617 | 6.3414
2 | 1.0448 | Large | 6 | High | Mid | In | Low | DERBreakthrough | 200 | 28095.27 | 5.2534 | 28634.6643 | CC-4 | 6.5285 | 1.566 | 2.5231 | 9.3425 | 0.8717 | 0 | 5.9617 | 2.8506
2 | 1.1621 | Moderate | 6 | Low | Mid | In | High | DERBreakthrough | 201 | 28095.27 | 8.2453 | 28103.3825 | NewCT1-1 | 7.1074 | 1.7049 | 2.833 | 12.7831 | 1.7499 | 0.38908 | 5.9617 | 5.7223
2 | 1.0517 | Large | 8 | Mid | Low | In | Low | Ref | 202 | 27856.5 | 8.2453 | 27862.7997 | NewCT1-2 | 8.5283 | 2.0457 | 3.5011 | 13.7921 | 1.9603 | 0.64272 | 5.9617 | 6.4105
2 | 1.0712 | Large | 6 | High | Mid | In | High | LimitedEE | 203 | 30710.37 | 8.9953 | 30608.2363 | NewCT2-1 | 9.1963 | 2.2059 | 2.654 | 13.8552 | 1.9784 | 0.66458 | 5.9617 | 6.4698
2 | 1.1865 | Zero | 2 | Low | Mid | In | Mid | Ref | 204 | 27856.5 | 8.9953 | 27754.4341 | NewCT2-1 | 8.9045 | 2.1359 | 2.1788 | 13.31 | 1.8654 | 0.5283 | 5.9617 | 6.1
2 | 1.0908 | Moderate | 8 | Low | Low | In | High | DERBreakthrough | 205 | 28095.27 | 8.2453 | 28104.4183 | NewCT1-3 | 8.673 | 2.0804 | 3.5614 | 13.8871 | 1.9801 | 0.66662 | 5.9617 | 6.4753
2 | 1.1672 | Large | 2 | Mid | Mid | In | High | LimitedEE | 206 | 30710.37 | 13.6872 | 29937.5722 | ESR-4h-26 | 13.2214 | 3.1714 | 3.553 | 20.4116 | 3.3652 | 2.3359 | 5.9617 | 11.0046
2 | 0.96545 | Moderate | 2 | Low | High | In | High | Ref | 207 | 27856.5 | 6.0646 | 28231.2129 | ESR-4h-12 | 5.0627 | 1.2144 | 1.709 | 8.988 | 0.77494 | 0 | 5.9617 | 2.5342
2 | 0.88581 | Large | 6 | High | Low | In | Mid | DERBreakthrough | 208 | 28095.27 | 6.7821 | 28336.6643 | CC-4 | 6.6476 | 1.5946 | 3.1534 | 11.5301 | 1.4821 | 0.066361 | 5.9617 | 4.8467
2 | 1.2075 | Moderate | 2 | Mid | Mid | In | High | DERBreakthrough | 209 | 28095.27 | 5.8 | 28523.2254 | NY-4 | 5.3839 | 1.2914 | 3.1608 | 10.2522 | 1.1311 | 0 | 5.9617 | 3.6989
2 | 1.1144 | Moderate | 6 | Low | High | In | High | LimitedEE | 210 | 30710.37 | 8.9953 | 30607.5336 | NewCT2-2 | 5.2478 | 1.2588 | 4.1537 | 14.4078 | 2.0874 | 0.79584 | 5.9617 | 6.826
2 | 0.84549 | Large | 2 | Mid | Low | Out | High | Ref | 211 | 27856.5 | 8.9953 | 27753.0878 | NewCT2-1 | 9.8906 | 2.3725 | 2.6693 | 14.037 | 2.017 | 0.71099 | 5.9617 | 6.5957
2 | 1.2248 | Zero | 6 | Low | Low | In | High | DERBreakthrough | 212 | 28095.27 | 8.6291 | 28037.2322 | NY-3 | 6.6559 | 1.5966 | 2.7192 | 12.9449 | 1.7848 | 0.43124 | 5.9617 | 5.8367
2 | 1.2033 | Zero | 4 | Low | Mid | In | High | DERBreakthrough | 213 | 28095.27 | 8.3738 | 28077.0665 | ESR-4h-14 | 6.4176 | 1.5394 | 3.6924 | 13.6056 | 1.9197 | 0.59372 | 5.9617 | 6.2776
2 | 0.99642 | Zero | 6 | Low | High | In | Low | Ref | 214 | 27856.5 | 7.8 | 27927.7451 | NY-2 | 7.1614 | 1.7178 | 3.7207 | 13.2385 | 1.8416 | 0.49961 | 5.9617 | 6.0222
2 | 1.1308 | Moderate | 2 | Mid | Low | In | High | AllOptions | 215 | 29266.38 | 11.2855 | 28851.0722 | NewCT2-1 | 8.734 | 2.095 | 4.3814 | 17.762 | 2.7981 | 1.6524 | 5.9617 | 9.1502
2 | 1.2034 | Large | 8 | Low | High | In | Low | Ref | 216 | 27856.5 | 8.2453 | 27865.4175 | NewCT1-2 | 8.9437 | 2.1453 | 3.4858 | 13.8764 | 1.9783 | 0.66439 | 5.9617 | 6.4693
2 | 1.1964 | Large | 4 | Mid | High | In | Mid | AllOptions | 217 | 29266.38 | 7.4209 | 29398.0722 | CC-4 | 9.1088 | 2.1849 | 2.6436 | 12.2494 | 1.6376 | 0.25383 | 5.9617 | 5.3553
2 | 0.78358 | Moderate | 4 | High | High | In | Mid | LimitedEE | 218 | 30710.37 | 8.2453 | 30713.5833 | NewCT1-2 | 5.8016 | 1.3916 | 2.2467 | 11.8836 | 1.5622 | 0.16292 | 5.9617 | 5.1086
2 | 1.2015 | Large | 8 | Mid | Low | In | High | LimitedEE | 219 | 30710.37 | 8.9953 | 30606.1862 | NewCT2-3 | 6.7045 | 1.6082 | 3.7702 | 14.3737 | 2.0823 | 0.78971 | 5.9617 | 6.8093
2 | 1.1508 | Moderate | 4 | Low | Low | Out | Low | Ref | 220 | 27856.5 | 11.0757 | 27467.4444 | ESR-4h-20 | 9.8967 | 2.3739 | 3.7156 | 17.1652 | 2.6751 | 1.5042 | 5.9617 | 8.7481
2 | 1.0697 | Zero | 2 | Mid | Mid | Out | Mid | Ref | 221 | 27856.5 | 9.3 | 27702.5809 | NY-4 | 10.0239 | 2.4045 | 3.6084 | 15.3128 | 2.2825 | 1.0311 | 5.9617 | 7.4642
2 | 0.97345 | Zero | 6 | High | Low | In | Low | DERBreakthrough | 222 | 28095.27 | 8.2453 | 28105.013 | NewCT1-2 | 12.5598 | 3.0127 | 3.2106 | 14.4686 | 2.1055 | 0.81775 | 5.9617 | 6.8854
2 | 0.99157 | Moderate | 4 | High | High | In | High | LimitedEE | 223 | 30710.37 | 8.2453 | 30710.9334 | NewCT1-2 | 8.5028 | 2.0396 | 3.3439 | 13.6287 | 1.9265 | 0.60198 | 5.9617 | 6.3
2 | 1.1173 | Zero | 6 | Low | High | In | High | LimitedEE | 224 | 30710.37 | 8.9953 | 30603.888 | NewCT2-3 | 8.5683 | 2.0553 | 3.501 | 14.5516 | 2.1215 | 0.83702 | 5.9617 | 6.9377
2 | 0.82565 | Zero | 8 | High | Low | In | High | AllOptions | 225 | 29266.38 | 8.2453 | 29271.5411 | NewCT1-3 | 6.2582 | 1.5012 | 3.3677 | 13.1141 | 1.8171 | 0.47017 | 5.9617 | 5.9423
2 | 1.2144 | Large | 4 | Mid | Mid | Out | High | AllOptions | 226 | 29266.38 | 9.8529 | 29035.0722 | NewCT2-2 | 10.0768 | 2.4171 | 3.3164 | 15.5865 | 2.3422 | 1.103 | 5.9617 | 7.6595
2 | 1.1058 | Large | 6 | Low | High | In | Mid | LimitedEE | 227 | 30710.37 | 8.9953 | 30605.823 | NewCT2-3 | 12.8578 | 3.0842 | 4.3694 | 16.4489 | 2.5194 | 1.3166 | 5.9617 | 8.2389
2 | 1.1283 | Moderate | 4 | Low | Mid | In | Mid | Ref | 228 | 27856.5 | 8.2453 | 27858.4287 | NewCT1-1 | 6.3901 | 1.5328 | 2.2359 | 12.014 | 1.5899 | 0.19633 | 5.9617 | 5.1993
2 | 1.0599 | Large | 6 | Low | High | In | High | Ref | 229 | 27856.5 | 6.9817 | 28063.9008 | ESR-4h-10 | 7.7606 | 1.8616 | 2.3147 | 11.1579 | 1.4007 | 0 | 5.9617 | 4.5804
2 | 0.80878 | Large | 6 | High | Low | In | Low | LimitedEE | 230 | 30710.37 | 12.1447 | 30192.6643 | NewCT2-3 | 14.3762 | 3.4484 | 2.8568 | 18.45 | 2.9527 | 1.8387 | 5.9617 | 9.6556
2 | 1.1452 | Moderate | 8 | Mid | Low | In | Mid | DERBreakthrough | 231 | 28095.27 | 8.2453 | 28100.1088 | NewCT1-1 | 7.1695 | 1.7198 | 2.711 | 12.676 | 1.7278 | 0.36251 | 5.9617 | 5.6502
2 | 1.193 | Large | 6 | Low | Low | In | High | AllOptions | 232 | 29266.38 | 8.9953 | 29161.3431 | NewCT2-3 | 7.7819 | 1.8667 | 3.4439 | 14.3058 | 2.0697 | 0.77454 | 5.9617 | 6.7682
2 | 0.78479 | Large | 8 | Mid | High | Out | Mid | DERBreakthrough | 233 | 28095.27 | 7.3063 | 28246.7007 | ESR-4h-22 | 8.9873 | 2.1558 | 3.4102 | 12.8723 | 1.7656 | 0.40803 | 5.9617 | 5.7737
2 | 0.873 | Moderate | 6 | Mid | High | In | Mid | LimitedEE | 234 | 30710.37 | 8.7577 | 30633.8619 | ESR-4h-23 | 6.8811 | 1.6506 | 4.0511 | 14.4594 | 2.0989 | 0.80974 | 5.9617 | 6.8637
2 | 1.0121 | Zero | 4 | Mid | High | In | Low | LimitedEE | 235 | 30710.37 | 10.1 | 30447.5129 | NY-5 | 10.5772 | 2.5372 | 3.5251 | 16.1623 | 2.4633 | 1.2489 | 5.9617 | 8.0554
2 | 1.1868 | Large | 4 | Mid | Low | In | High | LimitedEE | 236 | 30710.37 | 13.6872 | 29591.0722 | NewCT2-2 | 8.2906 | 1.9887 | 3.8178 | 19.4936 | 3.1688 | 2.0992 | 5.9617 | 10.3625
2 | 1.2217 | Large | 8 | Low | Low | Out | Low | DERBreakthrough | 237 | 28095.27 | 8.9953 | 27989.1076 | NewCT2-4 | 7.4371 | 1.784 | 3.225 | 14.0042 | 2.0069 | 0.69884 | 5.9617 | 6.5628
2 | 1.1913 | Zero | 4 | Low | Mid | In | Mid | LimitedEE | 238 | 30710.37 | 13.6872 | 29780.7322 | ESR-4h-21 | 10.9681 | 2.6309 | 4.3261 | 20.6442 | 3.4102 | 2.3902 | 5.9617 | 11.152
2 | 0.97182 | Moderate | 6 | Low | Mid | Out | Low | Ref | 239 | 27856.5 | 8.6288 | 27799.3106 | ESR-4h-21 | 7.3116 | 1.7538 | 3.1727 | 13.5554 | 1.9119 | 0.58438 | 5.9617 | 6.2522
2 | 0.7995 | Zero | 4 | Mid | High | In | Mid | DERBreakthrough | 240 | 28095.27 | 5.1914 | 28648.0722 | CC-4 | 4.8621 | 1.1663 | 3.2811 | 9.6388 | 0.95199 | 0 | 5.9617 | 3.1131
2 | 0.98598 | Zero | 6 | High | Low | In | Low | Ref | 241 | 27856.5 | 8.2453 | 27859.809 | NewCT1-1 | 6.8823 | 1.6509 | 3.3348 | 13.231 | 1.8421 | 0.50028 | 5.9617 | 6.024
2 | 0.89091 | Zero | 8 | Mid | Mid | In | Mid | AllOptions | 242 | 29266.38 | 8.2453 | 29276.2851 | NewCT1-4 | 9.2517 | 2.2192 | 3.7373 | 14.2018 | 2.046 | 0.74594 | 5.9617 | 6.6906
2 | 1.2269 | Moderate | 6 | Mid | Low | In | Low | AllOptions | 243 | 29266.38 | 8.9953 | 29162.6471 | NewCT2-2 | 10.1047 | 2.4238 | 3.2078 | 14.6269 | 2.1392 | 0.85826 | 5.9617 | 6.9953
2 | 1.0794 | Large | 2 | High | Low | Out | High | DERBreakthrough | 244 | 28095.27 | 8.9953 | 27992.9464 | NewCT2-1 | 9.1995 | 2.2067 | 3.9595 | 15.1615 | 2.2484 | 0.98998 | 5.9617 | 7.3527
2 | 0.88737 | Moderate | 2 | Mid | High | In | Mid | AllOptions | 245 | 29266.38 | 7.4209 | 29398.0722 | NY-5 | 8.2654 | 1.9826 | 2.6478 | 12.0514 | 1.5956 | 0.20312 | 5.9617 | 5.2177
2 | 1.1784 | Zero | 8 | Mid | Low | In | High | LimitedEE | 246 | 30710.37 | 8.9953 | 30608.2383 | NewCT2-4 | 6.713 | 1.6103 | 3.3469 | 13.9525 | 1.9952 | 0.68478 | 5.9617 | 6.5246
2 | 0.82747 | Zero | 2 | Mid | Low | Out | Mid | AllOptions | 247 | 29266.38 | 13.6872 | 27962.1915 | NY-5 | 10.6476 | 2.554 | 3.7993 | 20.0406 | 3.285 | 2.2393 | 5.9617 | 10.7425
2 | 1.0043 | Large | 8 | Low | Mid | In | Mid | DERBreakthrough | 248 | 28095.27 | 8.2453 | 28097.6214 | NewCT1-1 | 5.8839 | 1.4114 | 3.6041 | 13.2608 | 1.847 | 0.5061 | 5.9617 | 6.0398
2 | 0.87748 | Large | 8 | Mid | Mid | In | Low | AllOptions | 249 | 29266.38 | 8.2453 | 29274.2064 | NewCT1-4 | 7.5938 | 1.8215 | 3.1841 | 13.2509 | 1.8472 | 0.50639 | 5.9617 | 6.0406
2 | 0.97522 | Zero | 8 | Low | Mid | Out | High | DERBreakthrough | 250 | 28095.27 | 8.2453 | 28099.3661 | NewCT1-4 | 7.6885 | 1.8443 | 3.0226 | 13.1122 | 1.8187 | 0.47199 | 5.9617 | 5.9473
2 | 0.88276 | Zero | 6 | Mid | Mid | In | Mid | Ref | 251 | 27856.5 | 7.8 | 27927.8013 | NY-2 | 5.7535 | 1.3801 | 2.5483 | 11.7285 | 1.5276 | 0.12118 | 5.9617 | 4.9954
2 | 1.143 | Moderate | 8 | Low | High | Out | Low | Ref | 252 | 27856.5 | 8.2453 | 27858.427 | NewCT1-3 | 9.7914 | 2.3487 | 3.5298 | 14.1237 | 2.0305 | 0.72737 | 5.9617 | 6.6402
2 | 0.82449 | Moderate | 8 | High | High | In | High | DERBreakthrough | 253 | 28095.27 | 2.0753 | 29585.3822 | CC-2 | 2.5013 | 0.59999 | 2.6767 | 5.352 | -0.28874 | 0 | 5.9617 | -0.94424
2 | 1.0061 | Moderate | 6 | Low | High | In | Low | DERBreakthrough | 254 | 28095.27 | 6.9982 | 28298.7322 | NY-5 | 5.2197 | 1.252 | 2.3338 | 10.584 | 1.2338 | 0 | 5.9617 | 4.0347
2 | 0.87352 | Zero | 6 | High | Low | Out | Low | DERBreakthrough | 255 | 28095.27 | 8.9953 | 27986.7307 | NewCT2-2 | 8.8128 | 2.1139 | 3.2885 | 14.3977 | 2.0901 | 0.79909 | 5.9617 | 6.8348
2 | 1.2117 | Moderate | 6 | Low | Low | In | Low | Ref | 256 | 27856.5 | 8.9953 | 27752.7377 | NewCT2-1 | 11.6849 | 2.8029 | 3.0375 | 14.8357 | 2.1844 | 0.91282 | 5.9617 | 7.1434
2 | 1.0452 | Zero | 8 | Low | High | In | Low | Ref | 257 | 27856.5 | 8.2453 | 27857.3697 | NewCT1-1 | 7.2014 | 1.7274 | 2.9493 | 12.922 | 1.7787 | 0.42383 | 5.9617 | 5.8166
2 | 0.84633 | Zero | 2 | Mid | Low | In | Low | Ref | 258 | 27856.5 | 8.6 | 27804.0063 | NY-3 | 7.5939 | 1.8215 | 3.0642 | 13.4857 | 1.8977 | 0.56728 | 5.9617 | 6.2058
2 | 0.87334 | Large | 6 | Mid | High | In | Low | AllOptions | 259 | 29266.38 | 8.2453 | 29275.4704 | NewCT1-1 | 9.9843 | 2.3949 | 2.9169 | 13.5571 | 1.9137 | 0.58654 | 5.9617 | 6.2581
2 | 1.1287 | Moderate | 2 | Low | Low | In | Mid | AllOptions | 260 | 29266.38 | 12.965 | 28655.5313 | ESR-4h-24 | 12.595 | 3.0212 | 2.7888 | 18.7749 | 3.022 | 1.9223 | 5.9617 | 9.8824
2 | 0.98543 | Moderate | 2 | Mid | Low | In | High | DERBreakthrough | 261 | 28095.27 | 8.143 | 28111.0722 | NY-5 | 8.3582 | 2.0049 | 3.0115 | 13.1593 | 1.8287 | 0.48414 | 5.9617 | 5.9802
2 | 0.85183 | Moderate | 4 | Mid | High | Out | High | AllOptions | 262 | 29266.38 | 8.2453 | 29266.5488 | NewCT1-2 | 7.6149 | 1.8266 | 2.6783 | 12.7501 | 1.7437 | 0.38169 | 5.9617 | 5.7022
2 | 0.91249 | Moderate | 4 | Mid | High | In | Mid | DERBreakthrough | 263 | 28095.27 | 4.3 | 28857.7231 | NY-2 | 5.6087 | 1.3454 | 4.0512 | 9.6966 | 0.96288 | 0 | 5.9617 | 3.1487
2 | 1.1328 | Large | 8 | Low | Mid | In | Low | Ref | 264 | 27856.5 | 8.2453 | 27858.963 | NewCT1-2 | 8.6221 | 2.0682 | 3.7738 | 14.0873 | 2.0214 | 0.7164 | 5.9617 | 6.6104
2 | 0.93604 | Large | 8 | High | Low | In | Low | DERBreakthrough | 265 | 28095.27 | 8.2453 | 28104.245 | NewCT1-1 | 8.0963 | 1.9421 | 3.6471 | 13.8345 | 1.9685 | 0.65258 | 5.9617 | 6.4372
2 | 1.1196 | Large | 6 | Low | Mid | In | Mid | DERBreakthrough | 266 | 28095.27 | 8.2453 | 28104.7239 | NewCT1-2 | 6.3403 | 1.5209 | 3.7656 | 13.5318 | 1.9036 | 0.57434 | 5.9617 | 6.225
2 | 1.1925 | Moderate | 8 | Low | Low | In | Mid | LimitedEE | 267 | 30710.37 | 11.6456 | 30252.1947 | ESR-4h-18 | 11.0869 | 2.6594 | 3.3145 | 17.6195 | 2.7738 | 1.6232 | 5.9617 | 9.0708
2 | 0.96389 | Moderate | 4 | Mid | Mid | In | Mid | LimitedEE | 268 | 30710.37 | 10.8623 | 30347.5722 | ESR-4h-26 | 8.2161 | 1.9708 | 3.0871 | 15.9202 | 2.4144 | 1.19 | 5.9617 | 7.8954
2 | 0.85578 | Moderate | 2 | Mid | Mid | In | Low | LimitedEE | 269 | 30710.37 | 13.6872 | 29456.0504 | ESR-4h-28 | 10.1586 | 2.4367 | 3.7974 | 19.9213 | 3.2597 | 2.2088 | 5.9617 | 10.6598
2 | 0.85378 | Large | 6 | Mid | Low | In | High | LimitedEE | 270 | 30710.37 | 8.9953 | 30605.3577 | NewCT2-3 | 7.4992 | 1.7988 | 4.2993 | 15.0934 | 2.2321 | 0.97027 | 5.9617 | 7.2993
2 | 1.0925 | Large | 4 | Low | Low | In | Low | LimitedEE | 271 | 30710.37 | 13.6872 | 29303.7322 | ESR-4h-27 | 13.7554 | 3.2995 | 3.6997 | 20.6864 | 3.4227 | 2.4052 | 5.9617 | 11.1926
2 | 0.94682 | Large | 6 | High | Low | In | Low | Ref | 272 | 27856.5 | 7.5148 | 27972.6643 | CC-4 | 7.2976 | 1.7505 | 3.248 | 12.5133 | 1.6903 | 0.31727 | 5.9617 | 5.5275
2 | 1.0653 | Moderate | 2 | Mid | Mid | In | High | DERBreakthrough | 273 | 28095.27 | 5.8 | 28523.2254 | NY-4 | 8.3325 | 1.9987 | 3.5457 | 11.3444 | 1.4405 | 0.016211 | 5.9617 | 4.7106
2 | 1.0343 | Moderate | 6 | Mid | Low | Out | Mid | AllOptions | 274 | 29266.38 | 11.4121 | 28836.1232 | ESR-4h-22 | 12.7206 | 3.0513 | 3.822 | 18.2855 | 2.9123 | 1.7901 | 5.9617 | 9.5238
2 | 1.0126 | Moderate | 4 | Low | Low | In | Mid | LimitedEE | 275 | 30710.37 | 13.6872 | 30018.5452 | ESR-4h-32 | 14.2117 | 3.409 | 4.1165 | 21.2126 | 3.532 | 2.537 | 5.9617 | 11.5503
2 | 0.87674 | Moderate | 6 | High | High | In | Low | Ref | 276 | 27856.5 | 3.3099 | 28891.3822 | CC-3 | 3.6173 | 0.86768 | 3.0226 | 7.2002 | 0.24553 | 0 | 5.9617 | 0.80293
2 | 1.0971 | Zero | 6 | Low | High | In | High | AllOptions | 277 | 29266.38 | 8.2453 | 29267.954 | NewCT1-2 | 6.3843 | 1.5314 | 3.2169 | 12.9936 | 1.7924 | 0.44034 | 5.9617 | 5.8614
2 | 0.98453 | Large | 4 | High | High | In | Low | LimitedEE | 278 | 30710.37 | 8.9953 | 30607.926 | NewCT2-1 | 9.0194 | 2.1635 | 3.1117 | 14.2704 | 2.064 | 0.76772 | 5.9617 | 6.7497
2 | 0.89802 | Large | 2 | Mid | Low | In | High | LimitedEE | 279 | 30710.37 | 13.6872 | 29492.1915 | ESR-4h-28 | 9.0182 | 2.1632 | 4.5515 | 20.4018 | 3.3575 | 2.3266 | 5.9617 | 10.9796
2 | 0.93708 | Moderate | 4 | Mid | High | In | High | AllOptions | 280 | 29266.38 | 6.3948 | 29578.0722 | NY-4 | 7.8842 | 1.8912 | 2.8125 | 11.0985 | 1.3796 | 0 | 5.9617 | 4.5115
2 | 0.83777 | Moderate | 2 | Mid | Mid | In | Mid | DERBreakthrough | 281 | 28095.27 | 6.5 | 28388.864 | NY-5 | 7.8633 | 1.8862 | 3.9849 | 12.3711 | 1.656 | 0.27592 | 5.9617 | 5.4153
2 | 0.89728 | Large | 8 | Mid | High | In | Low | Ref | 282 | 27856.5 | 3.3337 | 28884.0722 | CC-3 | 4.8004 | 1.1515 | 2.2901 | 6.7753 | 0.1277 | 0 | 5.9617 | 0.4176
2 | 1.0019 | Large | 8 | High | High | In | High | DERBreakthrough | 283 | 28095.27 | 1.6638 | 29788.65 | NY-2 | 3.6334 | 0.87156 | 3.5517 | 6.087 | -0.081911 | 0 | 5.9617 | -0.26786
2 | 1.1002 | Large | 6 | Low | Mid | In | Low | DERBreakthrough | 284 | 28095.27 | 8.2453 | 28104.8495 | NewCT1-3 | 7.0394 | 1.6886 | 3.188 | 13.1219 | 1.8198 | 0.47336 | 5.9617 | 5.951
2 | 1.1216 | Moderate | 2 | Mid | Low | In | High | DERBreakthrough | 285 | 28095.27 | 8.143 | 28111.0722 | NY-5 | 7.4897 | 1.7966 | 3.6866 | 13.6261 | 1.924 | 0.599 | 5.9617 | 6.2919
2 | 1.1072 | Zero | 6 | Mid | High | In | High | AllOptions | 286 | 29266.38 | 8.1695 | 29278.0722 | NY-2 | 8.7829 | 2.1068 | 3.248 | 13.5242 | 1.9049 | 0.57589 | 5.9617 | 6.2292
2 | 1.0199 | Zero | 6 | High | Mid | In | Low | Ref | 287 | 27856.5 | 7.1451 | 28034.6643 | NY-1 | 7.2002 | 1.7271 | 3.284 | 12.1562 | 1.6143 | 0.22565 | 5.9617 | 5.2789
2 | 0.94055 | Moderate | 6 | Low | High | In | Mid | LimitedEE | 288 | 30710.37 | 8.9953 | 30601.9236 | NewCT2-1 | 7.034 | 1.6873 | 4.2003 | 14.8828 | 2.1879 | 0.91706 | 5.9617 | 7.1549
2 | 1.1145 | Moderate | 8 | Low | High | In | Mid | DERBreakthrough | 289 | 28095.27 | 7.5116 | 28212.0012 | ESR-4h-13 | 6.3003 | 1.5113 | 3.4994 | 12.5222 | 1.6908 | 0.31785 | 5.9617 | 5.529
2 | 0.94667 | Large | 2 | High | Mid | In | Low | LimitedEE | 290 | 30710.37 | 13.6872 | 29374.6643 | NewCT2-1 | 8.9441 | 2.1454 | 3.2452 | 19.0778 | 3.0837 | 1.9967 | 5.9617 | 10.0843
2 | 0.90356 | Large | 6 | Mid | High | In | Mid | Ref | 291 | 27856.5 | 2.6911 | 29098.0722 | NY-3 | 5.0551 | 1.2126 | 3.1276 | 7.0313 | 0.19565 | 0 | 5.9617 | 0.63979
2 | 1.0465 | Large | 8 | Mid | Low | In | Low | DERBreakthrough | 292 | 28095.27 | 8.2453 | 28100.538 | NewCT1-2 | 9.1019 | 2.1833 | 3.8974 | 14.326 | 2.0714 | 0.77664 | 5.9617 | 6.7739
2 | 1.2159 | Zero | 4 | Mid | Mid | In | Mid | AllOptions | 293 | 29266.38 | 8.9953 | 29161.0231 | NewCT2-1 | 7.261 | 1.7417 | 3.6599 | 14.3969 | 2.0878 | 0.79638 | 5.9617 | 6.8274
2 | 1.0338 | Zero | 8 | High | Mid | Out | High | LimitedEE | 294 | 30710.37 | 8.9953 | 30608.3364 | NewCT2-4 | 10.0892 | 2.4201 | 3.0066 | 14.4219 | 2.0968 | 0.80719 | 5.9617 | 6.8568
2 | 0.89884 | Zero | 2 | Mid | Low | In | Mid | LimitedEE | 295 | 30710.37 | 13.6872 | 29162.1915 | ESR-4h-28 | 14.3335 | 3.4382 | 3.4993 | 20.6247 | 3.4107 | 2.3907 | 5.9617 | 11.1535
2 | 1.1658 | Moderate | 4 | Mid | Low | In | Mid | AllOptions | 296 | 29266.38 | 8.9953 | 29162.3825 | NewCT2-2 | 6.2238 | 1.4929 | 3.0306 | 13.5188 | 1.9049 | 0.57596 | 5.9617 | 6.2294
2 | 0.81749 | Large | 2 | Mid | High | In | Low | Ref | 297 | 27856.5 | 3.3337 | 28884.0722 | CC-3 | 5.3702 | 1.2881 | 3.404 | 8.0259 | 0.48247 | 0 | 5.9617 | 1.5778
2 | 0.89168 | Moderate | 2 | Mid | Low | In | High | AllOptions | 298 | 29266.38 | 9.065 | 29145.168 | ESR-4h-25 | 7.306 | 1.7525 | 3.6228 | 14.4403 | 2.0972 | 0.80774 | 5.9617 | 6.8583
2 | 1.2035 | Moderate | 4 | Low | Mid | In | Mid | Ref | 299 | 27856.5 | 8.3754 | 27837.8845 | ESR-4h-12 | 9.1022 | 2.1833 | 2.1968 | 12.7556 | 1.7476 | 0.38632 | 5.9617 | 5.7148
2 | 1.0501 | Zero | 2 | Low | Low | Out | Low | AllOptions | 300 | 29266.38 | 13.6872 | 27363.7322 | ESR-4h-27 | 10.732 | 2.5743 | 3.579 | 19.8405 | 3.2438 | 2.1896 | 5.9617 | 10.6077
2 | 1.1706 | Moderate | 2 | Mid | Low | In | Low | DERBreakthrough | 301 | 28095.27 | 8.9953 | 27993.1495 | NewCT2-1 | 7.9963 | 1.9181 | 3.5872 | 14.5005 | 2.1102 | 0.82338 | 5.9617 | 6.9007
2 | 1.1617 | Large | 6 | Low | High | Out | Mid | Ref | 302 | 27856.5 | 8.2453 | 27859.028 | NewCT1-2 | 8.3057 | 1.9923 | 2.6184 | 12.856 | 1.7665 | 0.40917 | 5.9617 | 5.7768
2 | 1.0895 | Large | 4 | Low | Low | In | Low | AllOptions | 303 | 29266.38 | 12.3195 | 28728.9813 | ESR-4h-21 | 13.3008 | 3.1905 | 2.9663 | 18.4763 | 2.9576 | 1.8447 | 5.9617 | 9.6719
2 | 0.93315 | Zero | 2 | Mid | High | In | Low | LimitedEE | 304 | 30710.37 | 10.5011 | 30393.5722 | NY-5 | 11.9125 | 2.8575 | 3.3266 | 16.6852 | 2.5754 | 1.384 | 5.9617 | 8.422
2 | 0.9544 | Large | 6 | Mid | Mid | Out | High | DERBreakthrough | 305 | 28095.27 | 8.2453 | 28105.156 | NewCT1-2 | 7.8977 | 1.8944 | 3.4897 | 13.6294 | 1.9258 | 0.60118 | 5.9617 | 6.2978
2 | 1.1447 | Large | 2 | Low | High | Out | Mid | Ref | 306 | 27856.5 | 8.4009 | 27832.7322 | NewCT1-1 | 10.1894 | 2.4441 | 3.5957 | 14.4408 | 2.0975 | 0.80804 | 5.9617 | 6.8591
2 | 1.1745 | Zero | 4 | Mid | Low | In | Low | AllOptions | 307 | 29266.38 | 10.9141 | 28897.0722 | NY-5 | 11.3959 | 2.7335 | 3.7682 | 17.4159 | 2.728 | 1.568 | 5.9617 | 8.9211
2 | 0.88746 | Zero | 8 | Mid | High | In | Mid | AllOptions | 308 | 29266.38 | 8.2453 | 29270.9145 | NewCT1-1 | 6.5983 | 1.5828 | 2.8012 | 12.6293 | 1.7174 | 0.34994 | 5.9617 | 5.6161
2 | 1.1728 | Zero | 2 | Mid | High | In | High | LimitedEE | 309 | 30710.37 | 10.1 | 30446.7578 | NY-5 | 11.4617 | 2.7493 | 4.273 | 17.1224 | 2.6629 | 1.4895 | 5.9617 | 8.7082
2 | 0.83737 | Zero | 8 | Mid | Mid | In | Mid | LimitedEE | 310 | 30710.37 | 8.9953 | 30608.3354 | NewCT2-2 | 10.4755 | 2.5128 | 3.1202 | 14.6283 | 2.1399 | 0.8592 | 5.9617 | 6.9979
2 | 0.96056 | Moderate | 2 | Mid | Mid | In | Mid | Ref | 311 | 27856.5 | 5.838 | 28275.0722 | NY-4 | 4.4323 | 1.0632 | 2.3655 | 9.2667 | 0.85087 | 0 | 5.9617 | 2.7825
2 | 0.83264 | Moderate | 6 | Mid | Mid | In | Low | Ref | 312 | 27856.5 | 6.9918 | 28061.0722 | NY-5 | 9.8925 | 2.3729 | 3.0141 | 12.3787 | 1.663 | 0.28442 | 5.9617 | 5.4383
2 | 0.92948 | Moderate | 4 | High | High | In | Mid | AllOptions | 313 | 29266.38 | 5.7359 | 29705.3822 | NY-3 | 4.2907 | 1.0292 | 3.562 | 10.3271 | 1.1498 | 0 | 5.9617 | 3.76
2 | 0.92195 | Moderate | 2 | Mid | Mid | In | Low | Ref | 314 | 27856.5 | 6.9918 | 28061.0722 | NY-5 | 8.2291 | 1.9739 | 3.4558 | 12.4215 | 1.6696 | 0.29237 | 5.9617 | 5.4599
2 | 0.95665 | Moderate | 2 | High | Low | Out | Low | LimitedEE | 315 | 30710.37 | 13.6872 | 27512.6643 | NewCT2-1 | 11.1056 | 2.6639 | 3.8006 | 20.1517 | 3.3086 | 2.2677 | 5.9617 | 10.8196
2 | 0.84364 | Moderate | 8 | High | Mid | Out | High | Ref | 316 | 27856.5 | 6.6105 | 28128.6643 | NY-5 | 6.4727 | 1.5526 | 4.2267 | 12.3898 | 1.6586 | 0.27907 | 5.9617 | 5.4238
2 | 0.79113 | Moderate | 6 | Mid | Low | In | High | DERBreakthrough | 317 | 28095.27 | 7.4105 | 28229.2169 | ESR-4h-23 | 5.9578 | 1.4291 | 2.7401 | 11.5797 | 1.4949 | 0.081839 | 5.9617 | 4.8887
2 | 0.79806 | Large | 2 | High | Low | In | High | DERBreakthrough | 318 | 28095.27 | 5.1063 | 28666.6643 | CC-4 | 5.1497 | 1.2353 | 3.0477 | 9.3893 | 0.88129 | 0 | 5.9617 | 2.8819
2 | 0.7898 | Zero | 2 | Mid | High | In | Mid | Ref | 319 | 27856.5 | 4.1776 | 28648.0722 | CC-4 | 6.1207 | 1.4682 | 2.8001 | 8.4459 | 0.60912 | 0 | 5.9617 | 1.9919
2 | 0.90039 | Large | 4 | High | Low | In | Mid | DERBreakthrough | 320 | 28095.27 | 6.7821 | 28336.6643 | CC-4 | 6.8636 | 1.6464 | 3.192 | 11.6204 | 1.5011 | 0.089219 | 5.9617 | 4.9087
2 | 0.86535 | Large | 6 | High | High | Out | Low | AllOptions | 321 | 29266.38 | 8.2453 | 29273.6499 | NewCT1-3 | 10.394 | 2.4932 | 3.4736 | 14.2121 | 2.0496 | 0.75037 | 5.9617 | 6.7026
2 | 0.82 | Large | 2 | Mid | Mid | In | High | LimitedEE | 322 | 30710.37 | 12.5158 | 30150.0504 | ESR-4h-28 | 8.7429 | 2.0972 | 3.2022 | 17.8152 | 2.816 | 1.674 | 5.9617 | 9.2086
2 | 0.83604 | Large | 2 | Mid | High | In | High | AllOptions | 323 | 29266.38 | 5.624 | 29728.0722 | CC-4 | 6.6405 | 1.5929 | 3.1098 | 10.3267 | 1.1531 | 0 | 5.9617 | 3.7709
2 | 0.91498 | Zero | 8 | Mid | Low | In | Low | AllOptions | 324 | 29266.38 | 8.9953 | 29164.3252 | NewCT2-2 | 9.8843 | 2.371 | 3.5118 | 14.8781 | 2.1908 | 0.92048 | 5.9617 | 7.1642
2 | 1.0016 | Large | 8 | Mid | Mid | In | Low | Ref | 325 | 27856.5 | 6.9918 | 28061.0722 | CC-4 | 6.5009 | 1.5594 | 3.2109 | 11.7621 | 1.531 | 0.12532 | 5.9617 | 5.0066
2 | 0.80453 | Moderate | 4 | High | Low | In | High | AllOptions | 326 | 29266.38 | 8.2453 | 29275.5468 | NewCT1-2 | 11.1259 | 2.6688 | 2.7536 | 13.6677 | 1.9381 | 0.61593 | 5.9617 | 6.3378
2 | 0.82621 | Large | 2 | High | Mid | Out | High | AllOptions | 327 | 29266.38 | 11.1424 | 28868.6643 | NewCT2-1 | 10.7197 | 2.5714 | 2.4462 | 16.16 | 2.4688 | 1.2556 | 5.9617 | 8.0735
2 | 1.0566 | Large | 8 | Mid | High | In | High | LimitedEE | 328 | 30710.37 | 8.2453 | 30719.1317 | NewCT1-3 | 7.0113 | 1.6818 | 3.1737 | 13.1007 | 1.8154 | 0.46805 | 5.9617 | 5.9366
2 | 1.2008 | Moderate | 6 | Mid | Low | In | Low | AllOptions | 329 | 29266.38 | 8.9953 | 29162.6471 | NewCT2-2 | 10.0511 | 2.411 | 2.1098 | 13.516 | 1.9095 | 0.58146 | 5.9617 | 6.2443
2 | 0.99374 | Moderate | 2 | High | High | Out | Mid | AllOptions | 330 | 29266.38 | 8.8529 | 29175.3822 | NewCT1-1 | 8.5764 | 2.0572 | 3.7026 | 14.6127 | 2.1334 | 0.85132 | 5.9617 | 6.9765
2 | 0.76937 | Zero | 8 | Mid | Mid | Out | High | AllOptions | 331 | 29266.38 | 8.4178 | 29240.0504 | ESR-4h-28 | 6.4575 | 1.549 | 3.8027 | 13.7695 | 1.9538 | 0.63491 | 5.9617 | 6.3893
2 | 0.99437 | Large | 6 | Low | Mid | Out | High | LimitedEE | 332 | 30710.37 | 11.4897 | 30270.2322 | ESR-4h-28 | 11.4005 | 2.7346 | 2.9474 | 17.1717 | 2.6808 | 1.5111 | 5.9617 | 8.7666
2 | 0.82011 | Moderate | 6 | Mid | Mid | In | Mid | LimitedEE | 333 | 30710.37 | 8.9953 | 30608.3137 | NewCT2-2 | 8.3793 | 2.01 | 3.173 | 14.1782 | 2.0441 | 0.74371 | 5.9617 | 6.6845
2 | 0.94485 | Large | 8 | High | High | In | Mid | LimitedEE | 334 | 30710.37 | 8.2453 | 30713.5833 | NewCT1-2 | 7.6384 | 1.8322 | 2.4765 | 12.5541 | 1.7032 | 0.33289 | 5.9617 | 5.5698
2 | 0.94515 | Large | 2 | Low | Mid | In | Low | Ref | 335 | 27856.5 | 8.2453 | 27865.3672 | NewCT1-1 | 7.1439 | 1.7136 | 3.6083 | 13.5672 | 1.912 | 0.58447 | 5.9617 | 6.2525
2 | 1.0963 | Large | 2 | Mid | High | Out | Low | DERBreakthrough | 336 | 28095.27 | 8.2453 | 28103.2627 | NewCT1-1 | 7.0471 | 1.6904 | 2.8747 | 12.8104 | 1.7554 | 0.39578 | 5.9617 | 5.7405
2 | 1.0469 | Large | 4 | Mid | Low | In | High | DERBreakthrough | 337 | 28095.27 | 8.143 | 28111.0722 | CC-4 | 9.3412 | 2.2407 | 3.2551 | 13.6388 | 1.9291 | 0.60516 | 5.9617 | 6.3086
2 | 1.0672 | Zero | 4 | High | Low | In | High | AllOptions | 338 | 29266.38 | 8.9953 | 29159.2911 | NewCT2-1 | 8.0879 | 1.9401 | 3.8503 | 14.7856 | 2.1693 | 0.89455 | 5.9617 | 7.0938
2 | 1.2264 | Zero | 8 | Low | Mid | In | Low | LimitedEE | 339 | 30710.37 | 10.873 | 30346.2322 | ESR-4h-16 | 7.9171 | 1.8991 | 2.6903 | 15.4623 | 2.3194 | 1.0755 | 5.9617 | 7.5847
2 | 0.92422 | Zero | 4 | Mid | Mid | In | Low | LimitedEE | 340 | 30710.37 | 12.1156 | 30196.0504 | ESR-4h-28 | 7.9888 | 1.9163 | 3.3622 | 17.3941 | 2.7257 | 1.5652 | 5.9617 | 8.9134
2 | 0.91699 | Moderate | 8 | Mid | Low | In | High | Ref | 341 | 27856.5 | 6.7082 | 28111.0722 | NY-5 | 5.0809 | 1.2188 | 3.5008 | 11.4277 | 1.4584 | 0.037831 | 5.9617 | 4.7692
2 | 0.95377 | Moderate | 8 | Low | Low | In | Low | DERBreakthrough | 342 | 28095.27 | 8.2453 | 28103.3527 | NewCT1-4 | 7.3915 | 1.773 | 3.9822 | 14.0005 | 2.0019 | 0.69279 | 5.9617 | 6.5464
2 | 1.0159 | Moderate | 8 | Low | Low | In | Low | DERBreakthrough | 343 | 28095.27 | 8.2453 | 28098.7678 | NewCT1-4 | 7.0904 | 1.7008 | 2.8731 | 12.8192 | 1.7573 | 0.39804 | 5.9617 | 5.7466
2 | 1.1395 | Zero | 6 | Low | Low | In | Low | DERBreakthrough | 344 | 28095.27 | 8.9953 | 27990.9536 | NewCT2-2 | 9.278 | 2.2255 | 3.694 | 14.9148 | 2.1976 | 0.92866 | 5.9617 | 7.1864
2 | 1.1904 | Large | 8 | Low | Low | In | Low | LimitedEE | 345 | 30710.37 | 12.3914 | 30164.2322 | ESR-4h-20 | 8.9371 | 2.1438 | 3.9559 | 18.4911 | 2.9552 | 1.8418 | 5.9617 | 9.6641
2 | 0.95991 | Moderate | 2 | Low | Mid | In | High | LimitedEE | 346 | 30710.37 | 12.0795 | 30200.4009 | ESR-4h-31 | 13.9104 | 3.3367 | 2.9622 | 18.3783 | 2.9369 | 1.8197 | 5.9617 | 9.604
2 | 0.8209 | Large | 4 | High | Mid | In | Mid | Ref | 347 | 27856.5 | 3.4509 | 28848.6643 | CC-3 | 5.2187 | 1.2518 | 3.3137 | 8.0165 | 0.48043 | 0 | 5.9617 | 1.5711
2 | 0.90442 | Large | 4 | High | Mid | In | Low | LimitedEE | 348 | 30710.37 | 12.83 | 30114.6643 | NewCT2-2 | 10.1539 | 2.4356 | 3.2222 | 18.4878 | 2.9586 | 1.8459 | 5.9617 | 9.6752
2 | 0.87391 | Zero | 2 | Mid | Mid | In | High | DERBreakthrough | 349 | 28095.27 | 7.8 | 28165.5564 | NY-2 | 5.3085 | 1.2734 | 3.2137 | 12.287 | 1.6424 | 0.25961 | 5.9617 | 5.371
2 | 1.1068 | Large | 6 | Low | Low | In | Low | Ref | 350 | 27856.5 | 8.9953 | 27752.7377 | NewCT2-1 | 12.5721 | 3.0157 | 3.5873 | 15.5983 | 2.3432 | 1.1042 | 5.9617 | 7.6627
2 | 0.82711 | Moderate | 8 | High | Low | Out | High | Ref | 351 | 27856.5 | 8.2453 | 27858.6369 | NewCT1-2 | 5.6708 | 1.3603 | 3.97 | 13.5756 | 1.9117 | 0.58417 | 5.9617 | 6.2516
2 | 1.0716 | Large | 4 | Low | High | In | Low | AllOptions | 352 | 29266.38 | 8.8322 | 29178.8983 | ESR-4h-18 | 7.5563 | 1.8125 | 3.4294 | 14.0741 | 2.0206 | 0.71536 | 5.9617 | 6.6076
2 | 1.1073 | Zero | 2 | Mid | High | Out | High | Ref | 353 | 27856.5 | 7.7893 | 27928.0722 | NY-1 | 5.606 | 1.3447 | 2.4247 | 11.5587 | 1.4922 | 0.078599 | 5.9617 | 4.8799
2 | 1.0451 | Zero | 8 | Low | Low | In | Low | AllOptions | 354 | 29266.38 | 8.9953 | 29156.5793 | NewCT2-3 | 9.0713 | 2.1759 | 3.695 | 14.8662 | 2.1872 | 0.91621 | 5.9617 | 7.1526
2 | 0.98273 | Large | 2 | Mid | Mid | In | Mid | Ref | 355 | 27856.5 | 5.1192 | 28425.0722 | CC-4 | 4.3425 | 1.0417 | 2.9894 | 9.1502 | 0.81226 | 0 | 5.9617 | 2.6562
2 | 0.98241 | Zero | 6 | High | High | Out | High | DERBreakthrough | 356 | 28095.27 | 6.5119 | 28385.3822 | CC-4 | 5.8189 | 1.3958 | 3.2362 | 11.1439 | 1.3896 | 0 | 5.9617 | 4.5441
2 | 1.1579 | Moderate | 6 | Low | High | In | Low | Ref | 357 | 27856.5 | 7.9326 | 27906.8206 | ESR-4h-14 | 8.4653 | 2.0306 | 3.2368 | 13.2 | 1.8361 | 0.49301 | 5.9617 | 6.0043
2 | 0.83594 | Zero | 8 | High | Mid | In | High | Ref | 358 | 27856.5 | 4.455 | 28578.6643 | CC-4 | 5.7153 | 1.3709 | 3.0194 | 8.8454 | 0.72348 | 0 | 5.9617 | 2.3659
2 | 1.0443 | Zero | 6 | Mid | High | Out | Low | LimitedEE | 359 | 30710.37 | 11.5772 | 30260.1366 | ESR-4h-24 | 8.8054 | 2.1122 | 3.2718 | 16.9611 | 2.6343 | 1.455 | 5.9617 | 8.6145
2 | 1.0742 | Moderate | 6 | Low | Mid | In | High | LimitedEE | 360 | 30710.37 | 9.472 | 30531.2322 | ESR-4h-18 | 7.8547 | 1.8841 | 3.3673 | 14.7234 | 2.1587 | 0.88188 | 5.9617 | 7.0594
2 | 1.0562 | Moderate | 4 | Mid | Mid | In | Mid | DERBreakthrough | 361 | 28095.27 | 6.5 | 28388.864 | NY-5 | 3.6417 | 0.87354 | 2.0896 | 9.4631 | 0.91005 | 0 | 5.9617 | 2.976
2 | 0.87959 | Large | 6 | Mid | Low | In | High | DERBreakthrough | 362 | 28095.27 | 8.143 | 28111.0722 | CC-4 | 7.0393 | 1.6885 | 3.5007 | 13.3322 | 1.8627 | 0.52506 | 5.9617 | 6.0912
2 | 0.78379 | Large | 4 | High | Low | Out | High | Ref | 363 | 27856.5 | 8.2453 | 27858.6369 | NewCT1-2 | 6.0043 | 1.4403 | 2.9885 | 12.6741 | 1.7259 | 0.36015 | 5.9617 | 5.6438
2 | 0.91182 | Moderate | 6 | Mid | Low | In | Mid | Ref | 364 | 27856.5 | 8.2453 | 27863.1922 | NewCT1-1 | 10.1051 | 2.4239 | 2.8084 | 13.4776 | 1.8974 | 0.56692 | 5.9617 | 6.2048
2 | 0.90572 | Zero | 4 | High | Low | In | High | LimitedEE | 365 | 30710.37 | 12.5456 | 30146.6643 | NY-5 | 10.8799 | 2.6098 | 3.0611 | 18.2165 | 2.902 | 1.7776 | 5.9617 | 9.4898
2 | 0.898 | Zero | 2 | High | Mid | Out | High | AllOptions | 366 | 29266.38 | 11.1424 | 28868.6643 | NY-5 | 10.391 | 2.4925 | 3.8946 | 17.5295 | 2.7515 | 1.5962 | 5.9617 | 8.9977
2 | 1.0668 | Moderate | 2 | High | Low | Out | Low | DERBreakthrough | 367 | 28095.27 | 12.713 | 27512.6643 | NewCT2-1 | 13.7594 | 3.3005 | 2.9092 | 18.9227 | 3.0527 | 1.9593 | 5.9617 | 9.9828
2 | 1.1223 | Moderate | 8 | Low | Mid | In | Low | AllOptions | 368 | 29266.38 | 8.9953 | 29164.266 | NewCT2-2 | 9.794 | 2.3493 | 3.2611 | 14.6057 | 2.1343 | 0.85247 | 5.9617 | 6.9796
2 | 1.0337 | Zero | 4 | High | Low | In | High | AllOptions | 369 | 29266.38 | 8.9953 | 29159.2911 | NewCT2-1 | 6.6151 | 1.5868 | 3.7756 | 14.3576 | 2.0788 | 0.78555 | 5.9617 | 6.7981
2 | 1.0759 | Large | 4 | High | Low | Out | Low | AllOptions | 370 | 29266.38 | 13.6872 | 28252.6643 | NewCT2-2 | 9.5045 | 2.2799 | 4.8085 | 20.7755 | 3.4354 | 2.4205 | 5.9617 | 11.2343
2 | 0.89943 | Zero | 6 | High | Low | In | Low | DERBreakthrough | 371 | 28095.27 | 8.2453 | 28105.013 | NewCT1-2 | 8.6749 | 2.0809 | 3.3959 | 13.7221 | 1.946 | 0.62551 | 5.9617 | 6.3638
2 | 1.1779 | Moderate | 4 | Mid | High | In | High | Ref | 372 | 27856.5 | 3.0378 | 28978.0722 | CC-3 | 3.5448 | 0.85029 | 3.6375 | 7.5256 | 0.33536 | 0 | 5.9617 | 1.0967
2 | 0.97448 | Moderate | 4 | Mid | High | In | Low | Ref | 373 | 27856.5 | 4.4329 | 28584.0722 | NY-2 | 4.6699 | 1.1202 | 3.1753 | 8.7284 | 0.68831 | 0 | 5.9617 | 2.2509
2 | 1.234 | Moderate | 4 | Mid | High | In | Mid | Ref | 374 | 27856.5 | 3.624 | 28798.0722 | NY-1 | 3.7632 | 0.90269 | 3.3634 | 7.8902 | 0.44336 | 0 | 5.9617 | 1.4499
2 | 1.1587 | Moderate | 8 | Low | Mid | Out | Mid | LimitedEE | 375 | 30710.37 | 13.459 | 30078.0769 | ESR-4h-22 | 10.2659 | 2.4625 | 3.552 | 19.4735 | 3.166 | 2.0959 | 5.9617 | 10.3534
2 | 1.2254 | Large | 2 | Mid | High | In | Mid | AllOptions | 376 | 29266.38 | 7.4209 | 29398.0722 | CC-4 | 5.6081 | 1.3452 | 4.4133 | 13.1795 | 1.8252 | 0.47985 | 5.9617 | 5.9686
2 | 0.76919 | Zero | 6 | High | High | In | High | LimitedEE | 377 | 30710.37 | 8.2453 | 30717.6394 | NewCT1-3 | 6.1608 | 1.4778 | 3.203 | 12.9261 | 1.7782 | 0.42318 | 5.9617 | 5.8148
2 | 1.0977 | Zero | 2 | Low | Low | In | High | Ref | 378 | 27856.5 | 9.1475 | 27724.0234 | ESR-4h-15 | 7.9686 | 1.9114 | 3.8114 | 14.8704 | 2.1875 | 0.9165 | 5.9617 | 7.1534
2 | 0.84904 | Large | 8 | High | High | In | High | DERBreakthrough | 379 | 28095.27 | 1.6638 | 29788.65 | NY-2 | 3.5023 | 0.84011 | 2.6689 | 5.1728 | -0.34075 | 0 | 5.9617 | -1.1143
2 | 0.89729 | Moderate | 4 | High | High | In | Low | AllOptions | 380 | 29266.38 | 6.5 | 29560.42 | NY-5 | 5.7096 | 1.3696 | 2.9431 | 10.8126 | 1.2956 | 0 | 5.9617 | 4.2367
2 | 1.0351 | Zero | 2 | High | Low | Out | Mid | AllOptions | 381 | 29266.38 | 13.6872 | 27876.6643 | NY-5 | 11.6841 | 2.8027 | 3.3883 | 19.8781 | 3.2528 | 2.2005 | 5.9617 | 10.6373
2 | 1.0953 | Large | 2 | Mid | Low | In | Mid | LimitedEE | 382 | 30710.37 | 13.6872 | 28875.0722 | ESR-4h-25 | 9.4849 | 2.2752 | 4.0763 | 20.0386 | 3.2831 | 2.2369 | 5.9617 | 10.7361
2 | 0.96064 | Large | 8 | Mid | Mid | In | High | DERBreakthrough | 383 | 28095.27 | 4.7162 | 28755.0722 | CC-4 | 6.4496 | 1.5471 | 3.4849 | 9.7482 | 0.98219 | 0 | 5.9617 | 3.2119
2 | 1.0925 | Moderate | 4 | Low | Mid | Out | High | Ref | 384 | 27856.5 | 8.9953 | 27753.2599 | NewCT2-1 | 8.5879 | 2.06 | 3.2018 | 14.2571 | 2.0607 | 0.7637 | 5.9617 | 6.7388
2 | 1.1784 | Zero | 4 | Mid | High | In | Mid | AllOptions | 385 | 29266.38 | 8.2453 | 29270.9145 | NewCT1-1 | 9.7508 | 2.3389 | 3.3708 | 13.955 | 1.9956 | 0.68529 | 5.9617 | 6.526
2 | 1.2261 | Large | 2 | Mid | Mid | In | Low | AllOptions | 386 | 29266.38 | 11.6994 | 28801.0722 | NewCT2-1 | 10.3811 | 2.4901 | 3.8944 | 18.0839 | 2.8691 | 1.7381 | 5.9617 | 9.3825
2 | 0.7718 | Moderate | 4 | Mid | High | In | High | LimitedEE | 387 | 30710.37 | 8.2453 | 30716.2211 | NewCT1-1 | 8.1794 | 1.962 | 3.3905 | 13.5978 | 1.9197 | 0.59375 | 5.9617 | 6.2776
2 | 1.0305 | Large | 8 | Low | Mid | In | Low | Ref | 388 | 27856.5 | 8.2453 | 27865.9021 | NewCT1-2 | 8.5109 | 2.0415 | 2.5672 | 12.854 | 1.7664 | 0.40902 | 5.9617 | 5.7764
2 | 1.0986 | Large | 8 | Low | High | In | High | AllOptions | 389 | 29266.38 | 8.2453 | 29273.7625 | NewCT1-1 | 7.3372 | 1.76 | 3.5239 | 13.5292 | 1.9044 | 0.5753 | 5.9617 | 6.2276
2 | 1.0549 | Zero | 4 | High | High | In | Low | LimitedEE | 390 | 30710.37 | 8.9953 | 30608.0534 | NewCT2-2 | 6.8561 | 1.6446 | 3.3687 | 14.0085 | 2.007 | 0.69899 | 5.9617 | 6.5632
2 | 1.0296 | Zero | 8 | High | Low | In | Low | AllOptions | 391 | 29266.38 | 8.9953 | 29154.9497 | NewCT2-1 | 9.1766 | 2.2012 | 3.7744 | 14.9708 | 2.209 | 0.94245 | 5.9617 | 7.2238
2 | 1.1122 | Zero | 8 | Low | Low | In | Low | AllOptions | 392 | 29266.38 | 8.9953 | 29158.1287 | NewCT2-4 | 9.854 | 2.3637 | 3.2125 | 14.5715 | 2.1274 | 0.84407 | 5.9617 | 6.9568
2 | 1.1019 | Zero | 8 | Mid | High | Out | Low | DERBreakthrough | 393 | 28095.27 | 8.2453 | 28097.9565 | NewCT1-2 | 8.1273 | 1.9495 | 4.1111 | 14.3059 | 2.066 | 0.77007 | 5.9617 | 6.7561
2 | 1.0496 | Moderate | 6 | Mid | Low | Out | Mid | LimitedEE | 394 | 30710.37 | 13.6872 | 29155.0722 | ESR-4h-25 | 7.6384 | 1.8322 | 5.0854 | 20.6047 | 3.3976 | 2.375 | 5.9617 | 11.1107
2 | 0.79791 | Zero | 6 | High | High | In | High | Ref | 395 | 27856.5 | 1.7797 | 29488.65 | GT | 2.1947 | 0.52645 | 2.4551 | 4.7613 | -0.45866 | 0 | 5.9617 | -1.4999
2 | 1.0754 | Moderate | 6 | High | Mid | In | Low | AllOptions | 396 | 29266.38 | 8.2453 | 29274.349 | NewCT1-2 | 7.9123 | 1.8979 | 3.6954 | 13.8386 | 1.9691 | 0.65331 | 5.9617 | 6.4392
2 | 1.0462 | Zero | 6 | Low | Mid | Out | Low | AllOptions | 397 | 29266.38 | 10.4457 | 28956.7322 | NY-5 | 11.2949 | 2.7093 | 2.5213 | 15.6763 | 2.3658 | 1.1314 | 5.9617 | 7.7364
2 | 0.82165 | Moderate | 6 | Mid | High | In | Low | LimitedEE | 398 | 30710.37 | 8.2453 | 30715.0173 | NewCT1-3 | 7.384 | 1.7712 | 3.2439 | 13.2604 | 1.8489 | 0.50842 | 5.9617 | 6.0461
2 | 1.0558 | Zero | 2 | Low | High | In | Low | Ref | 399 | 27856.5 | 8.2453 | 27857.3697 | NewCT1-1 | 9.3914 | 2.2527 | 2.4648 | 12.9628 | 1.7901 | 0.43754 | 5.9617 | 5.8538
2 | 1.1351 | Zero | 2 | Low | High | In | High | DERBreakthrough | 400 | 28095.27 | 7.7121 | 28180.8903 | ESR-4h-15 | 8.1342 | 1.9512 | 3.5729 | 13.2361 | 1.8419 | 0.5 | 5.9617 | 6.0233
2 | 0.80981 | Moderate | 4 | Mid | Mid | In | Mid | DERBreakthrough | 401 | 28095.27 | 6.5 | 28388.864 | NY-5 | 5.9695 | 1.4319 | 2.7571 | 10.689 | 1.2611 | 0 | 5.9617 | 4.1239
2 | 1.0244 | Moderate | 4 | Low | Mid | In | Low | AllOptions | 402 | 29266.38 | 9.3481 | 29104.7452 | ESR-4h-19 | 10.0538 | 2.4116 | 2.5507 | 14.3104 | 2.0756 | 0.78173 | 5.9617 | 6.7877
2 | 0.80944 | Large | 2 | High | Mid | In | Low | Ref | 403 | 27856.5 | 4.2302 | 28634.6643 | CC-4 | 3.495 | 0.83835 | 3.1625 | 8.231 | 0.54391 | 0 | 5.9617 | 1.7787
2 | 1.2189 | Zero | 6 | Mid | Low | In | Low | Ref | 404 | 27856.5 | 8.2453 | 27866.1557 | NewCT1-3 | 6.0424 | 1.4494 | 3.5281 | 13.2228 | 1.8393 | 0.49689 | 5.9617 | 6.0148
2 | 0.87662 | Moderate | 6 | High | Low | In | Mid | Ref | 405 | 27856.5 | 6.2959 | 28186.6643 | NY-4 | 6.0197 | 1.444 | 3.2036 | 10.9434 | 1.3316 | 0 | 5.9617 | 4.3544
2 | 1.0681 | Zero | 4 | Mid | High | In | High | AllOptions | 406 | 29266.38 | 8.1695 | 29278.0722 | NY-2 | 5.6148 | 1.3468 | 2.8323 | 12.3486 | 1.6576 | 0.27793 | 5.9617 | 5.4207
2 | 1.0908 | Moderate | 6 | Mid | High | In | High | LimitedEE | 407 | 30710.37 | 8.2453 | 30719.1317 | NewCT1-3 | 6.8426 | 1.6413 | 2.9597 | 12.8463 | 1.7626 | 0.4044 | 5.9617 | 5.7639
2 | 1.1994 | Moderate | 8 | Mid | High | In | Mid | AllOptions | 408 | 29266.38 | 7.4209 | 29398.0722 | NY-5 | 7.4164 | 1.779 | 2.5988 | 11.7986 | 1.5422 | 0.1388 | 5.9617 | 5.0432
2 | 1.0458 | Moderate | 8 | Mid | Mid | In | Mid | Ref | 409 | 27856.5 | 5.838 | 28275.0722 | NY-4 | 6.2379 | 1.4963 | 4.1694 | 11.5037 | 1.4708 | 0.052764 | 5.9617 | 4.8098
2 | 1.1502 | Moderate | 2 | Low | Low | In | Low | DERBreakthrough | 410 | 28095.27 | 11.068 | 27707.2863 | ESR-4h-18 | 10.1828 | 2.4426 | 3.2264 | 16.737 | 2.587 | 1.398 | 5.9617 | 8.4598
2 | 1.1517 | Large | 8 | Mid | Mid | In | Mid | AllOptions | 411 | 29266.38 | 8.2453 | 29274.499 | NewCT1-3 | 8.6612 | 2.0776 | 3.5755 | 13.8983 | 1.9824 | 0.6694 | 5.9617 | 6.4829
2 | 1.0731 | Zero | 8 | Mid | High | In | Mid | AllOptions | 412 | 29266.38 | 8.2453 | 29270.9145 | NewCT1-1 | 9.3662 | 2.2467 | 3.3029 | 13.7948 | 1.962 | 0.64476 | 5.9617 | 6.416
2 | 1.0461 | Zero | 8 | Low | High | In | Low | DERBreakthrough | 413 | 28095.27 | 8.2453 | 28103.8759 | NewCT1-1 | 8.5434 | 2.0493 | 2.9825 | 13.2771 | 1.8539 | 0.51446 | 5.9617 | 6.0625
2 | 1.1035 | Large | 8 | Low | Mid | In | Mid | LimitedEE | 414 | 30710.37 | 9.0577 | 30589.7322 | ESR-4h-15 | 9.8601 | 2.3652 | 3.448 | 14.8708 | 2.1896 | 0.91905 | 5.9617 | 7.1603
2 | 0.87645 | Moderate | 4 | Mid | Low | In | Mid | LimitedEE | 415 | 30710.37 | 13.6872 | 29902.1915 | ESR-4h-28 | 8.2065 | 1.9685 | 2.7055 | 18.3611 | 2.9346 | 1.817 | 5.9617 | 9.5967
2 | 1.0126 | Moderate | 2 | High | High | In | Mid | DERBreakthrough | 416 | 28095.27 | 2.9228 | 29255.3822 | CC-2 | 4.4027 | 1.0561 | 2.3061 | 6.285 | -0.014885 | 0 | 5.9617 | -0.048675
2 | 1.2342 | Large | 8 | Low | Low | In | Mid | AllOptions | 417 | 29266.38 | 8.9953 | 29158.4179 | NewCT2-3 | 13.0757 | 3.1365 | 3.0331 | 15.1648 | 2.2543 | 0.99707 | 5.9617 | 7.372
2 | 0.93415 | Zero | 2 | Mid | High | In | Low | DERBreakthrough | 418 | 28095.27 | 7.083 | 28284.0722 | CC-4 | 6.9788 | 1.674 | 2.8787 | 11.6357 | 1.506 | 0.095228 | 5.9617 | 4.925
2 | 1.2061 | Moderate | 2 | Mid | High | In | Mid | DERBreakthrough | 419 | 28095.27 | 4.3 | 28857.7231 | NY-2 | 4.4361 | 1.0641 | 2.8902 | 8.2543 | 0.55275 | 0 | 5.9617 | 1.8076
2 | 1.1626 | Moderate | 6 | Mid | Low | In | Low | LimitedEE | 420 | 30710.37 | 13.6872 | 29991.0722 | ESR-4h-25 | 8.3987 | 2.0146 | 3.2835 | 18.9853 | 3.0639 | 1.9728 | 5.9617 | 10.0194
2 | 1.0819 | Large | 2 | Mid | High | Out | High | Ref | 421 | 27856.5 | 4.666 | 28528.0722 | CC-4 | 6.9269 | 1.6616 | 3.1262 | 9.4538 | 0.89942 | 0 | 5.9617 | 2.9413
2 | 0.76489 | Large | 4 | Mid | Low | Out | Low | AllOptions | 422 | 29266.38 | 13.6872 | 28338.1915 | NewCT2-2 | 11.4628 | 2.7496 | 3.723 | 20.1598 | 3.3108 | 2.2703 | 5.9617 | 10.8267
2 | 0.97337 | Zero | 8 | High | Low | Out | Mid | Ref | 423 | 27856.5 | 8.2453 | 27862.123 | NewCT1-4 | 4.8688 | 1.1679 | 3.9482 | 13.3613 | 1.8664 | 0.52951 | 5.9617 | 6.1033
2 | 0.89048 | Zero | 6 | High | Mid | Out | Mid | AllOptions | 424 | 29266.38 | 8.9953 | 29164.3446 | NewCT2-2 | 9.0812 | 2.1783 | 2.9439 | 14.1175 | 2.0325 | 0.72971 | 5.9617 | 6.6465
2 | 1.2034 | Large | 8 | Mid | High | In | Low | LimitedEE | 425 | 30710.37 | 8.9953 | 30605.7487 | NewCT2-1 | 9.1023 | 2.1834 | 3.3761 | 14.5548 | 2.1229 | 0.83868 | 5.9617 | 6.9422
2 | 0.8952 | Large | 8 | High | Low | In | High | AllOptions | 426 | 29266.38 | 8.2453 | 29275.5468 | NewCT1-2 | 8.988 | 2.156 | 3.2027 | 13.6039 | 1.922 | 0.59659 | 5.9617 | 6.2853
2 | 1.1485 | Large | 8 | Low | High | In | High | DERBreakthrough | 427 | 28095.27 | 7.8415 | 28160.1361 | ESR-4h-11 | 8.6329 | 2.0708 | 3.1892 | 13.1015 | 1.8155 | 0.46813 | 5.9617 | 5.9368
2 | 0.91407 | Large | 2 | Mid | High | In | Mid | LimitedEE | 428 | 30710.37 | 9.4335 | 30537.134 | ESR-4h-26 | 14.8622 | 3.565 | 2.2697 | 15.2682 | 2.2805 | 1.0286 | 5.9617 | 7.4577
2 | 0.97077 | Large | 4 | Mid | Low | In | High | AllOptions | 429 | 29266.38 | 8.9953 | 29160.1503 | NewCT2-1 | 6.7221 | 1.6124 | 2.9342 | 13.5419 | 1.9104 | 0.58253 | 5.9617 | 6.2472
2 | 1.0356 | Moderate | 4 | Low | High | In | Low | DERBreakthrough | 430 | 28095.27 | 6.9982 | 28298.7322 | ESR-4h-16 | 6.699 | 1.6069 | 4.5157 | 13.1208 | 1.8121 | 0.46415 | 5.9617 | 5.926
2 | 1.0867 | Large | 2 | Low | Mid | In | Mid | DERBreakthrough | 431 | 28095.27 | 8.884 | 27999.7322 | ESR-4h-15 | 8.4578 | 2.0288 | 2.1881 | 13.1009 | 1.8209 | 0.47474 | 5.9617 | 5.9547
2 | 0.90839 | Zero | 2 | Mid | Mid | In | Mid | DERBreakthrough | 432 | 28095.27 | 8.2453 | 28104.1624 | NewCT1-1 | 8.469 | 2.0315 | 3.3875 | 13.6643 | 1.9338 | 0.61079 | 5.9617 | 6.3239
2 | 1.0272 | Zero | 6 | Mid | High | Out | Low | AllOptions | 433 | 29266.38 | 8.9953 | 29163.9296 | NewCT2-2 | 7.6845 | 1.8433 | 2.8125 | 13.6511 | 1.9342 | 0.61128 | 5.9617 | 6.3252
2 | 0.99903 | Large | 4 | High | High | In | Low | DERBreakthrough | 434 | 28095.27 | 2.6787 | 29341.3822 | NY-3 | 4.6185 | 1.1078 | 2.5263 | 6.3128 | -0.0084731 | 0 | 5.9617 | -0.027708
2 | 1.1412 | Zero | 4 | Low | High | In | Mid | LimitedEE | 435 | 30710.37 | 10.0915 | 30447.6482 | ESR-4h-20 | 7.5605 | 1.8136 | 3.0172 | 14.9223 | 2.2029 | 0.93511 | 5.9617 | 7.2039
2 | 1.1592 | Moderate | 4 | Low | High | In | High | AllOptions | 436 | 29266.38 | 8.2453 | 29273.7625 | NewCT1-1 | 9.0931 | 2.1812 | 3.4523 | 13.8787 | 1.979 | 0.66522 | 5.9617 | 6.4716
2 | 1.0365 | Moderate | 4 | High | Mid | In | Mid | Ref | 437 | 27856.5 | 4.5792 | 28548.6643 | NY-2 | 6.1593 | 1.4774 | 1.7612 | 7.8179 | 0.43462 | 0 | 5.9617 | 1.4213
2 | 0.98405 | Zero | 2 | High | High | In | Mid | Ref | 438 | 27856.5 | 2.2862 | 29255.3822 | CC-2 | 4.1239 | 0.9892 | 3.3239 | 6.5993 | 0.068652 | 0 | 5.9617 | 0.2245
2 | 1.2155 | Moderate | 2 | Low | Mid | In | High | Ref | 439 | 27856.5 | 8.4917 | 27820.5988 | ESR-4h-12 | 6.6714 | 1.6003 | 2.6191 | 12.711 | 1.7358 | 0.37209 | 5.9617 | 5.6762
2 | 0.87459 | Moderate | 4 | High | Mid | In | High | LimitedEE | 440 | 30710.37 | 8.9953 | 30608.2363 | NewCT2-2 | 6.8701 | 1.6479 | 3.567 | 14.2102 | 2.0487 | 0.74925 | 5.9617 | 6.6996
2 | 0.95122 | Large | 2 | Low | Low | In | Mid | DERBreakthrough | 441 | 28095.27 | 8.9953 | 27987.9667 | NewCT2-1 | 10.0303 | 2.406 | 3.6062 | 15.0074 | 2.2177 | 0.95293 | 5.9617 | 7.2522
2 | 1.2327 | Large | 4 | Low | Mid | In | High | LimitedEE | 442 | 30710.37 | 12.8653 | 30110.7322 | ESR-4h-21 | 13.1321 | 3.15 | 3.9361 | 19.9513 | 3.2653 | 2.2155 | 5.9617 | 10.6781
2 | 0.79506 | Large | 8 | Mid | Mid | In | Low | LimitedEE | 443 | 30710.37 | 8.9953 | 30601.9846 | NewCT2-2 | 5.4428 | 1.3056 | 2.9277 | 13.2285 | 1.8439 | 0.50241 | 5.9617 | 6.0298
2 | 1.1387 | Large | 8 | Low | Low | In | High | AllOptions | 444 | 29266.38 | 8.9953 | 29161.3431 | NewCT2-2 | 8.9657 | 2.1506 | 2.6382 | 13.7841 | 1.9634 | 0.64649 | 5.9617 | 6.4207
2 | 0.80552 | Large | 4 | High | Mid | In | Mid | AllOptions | 445 | 29266.38 | 8.2453 | 29274.0634 | NewCT1-1 | 8.831 | 2.1183 | 3.7043 | 14.0679 | 2.0177 | 0.71192 | 5.9617 | 6.5983
2 | 1.0428 | Large | 4 | High | Mid | In | Mid | Ref | 446 | 27856.5 | 3.4509 | 28848.6643 | CC-3 | 5.7928 | 1.3895 | 2.7517 | 7.5921 | 0.36145 | 0 | 5.9617 | 1.182
2 | 1.2309 | Large | 6 | Low | Low | Out | Mid | LimitedEE | 447 | 30710.37 | 13.6872 | 28588.2322 | ESR-4h-20 | 13.6552 | 3.2755 | 2.3961 | 19.3587 | 3.1481 | 2.0743 | 5.9617 | 10.2949
2 | 1.1551 | Zero | 2 | Low | Mid | In | Mid | DERBreakthrough | 448 | 28095.27 | 9.2536 | 27946.7322 | NewCT2-1 | 8.9214 | 2.14 | 2.9565 | 14.3501 | 2.0818 | 0.78913 | 5.9617 | 6.8078
2 | 0.99951 | Zero | 2 | High | Low | In | High | Ref | 449 | 27856.5 | 7.1 | 28043.2957 | NY-1 | 5.7465 | 1.3784 | 2.6019 | 11.0803 | 1.3759 | 0 | 5.9617 | 4.4995
2 | 1.1548 | Large | 8 | Mid | Low | In | Mid | Ref | 450 | 27856.5 | 8.2453 | 27863.1922 | NewCT1-1 | 9.0478 | 2.1703 | 2.4114 | 12.827 | 1.7615 | 0.40315 | 5.9617 | 5.7605
2 | 1.0191 | Large | 6 | Mid | Low | In | Low | DERBreakthrough | 451 | 28095.27 | 8.2453 | 28100.538 | NewCT1-2 | 8.8776 | 2.1295 | 3.0017 | 13.3765 | 1.8749 | 0.53975 | 5.9617 | 6.1311
2 | 1.053 | Moderate | 8 | Mid | Low | In | Low | AllOptions | 452 | 29266.38 | 8.9953 | 29162.6471 | NewCT2-1 | 6.7874 | 1.6281 | 2.8555 | 13.4789 | 1.8974 | 0.56693 | 5.9617 | 6.2049
2 | 0.86808 | Large | 2 | Mid | Mid | In | Low | AllOptions | 453 | 29266.38 | 8.9953 | 29161.5052 | NewCT2-1 | 7.9299 | 1.9021 | 2.8122 | 13.7097 | 1.9467 | 0.62627 | 5.9617 | 6.3659
2 | 1.1655 | Zero | 2 | Low | Low | In | High | Ref | 454 | 27856.5 | 9.3 | 27702.5334 | NY-4 | 8.1764 | 1.9613 | 2.8171 | 14.0784 | 2.0249 | 0.72057 | 5.9617 | 6.6217
2 | 0.93842 | Zero | 8 | Low | High | In | High | Ref | 455 | 27856.5 | 6.0025 | 28242.7322 | ESR-4h-16 | 5.4167 | 1.2993 | 3.2506 | 10.5524 | 1.2176 | 0 | 5.9617 | 3.9818
2 | 0.88062 | Zero | 6 | High | Mid | Out | Low | Ref | 456 | 27856.5 | 8.2453 | 27865.7587 | NewCT1-3 | 5.5546 | 1.3324 | 3.6539 | 13.2316 | 1.8405 | 0.49829 | 5.9617 | 6.0186
2 | 1.0879 | Moderate | 2 | Mid | Mid | Out | Mid | Ref | 457 | 27856.5 | 8.9953 | 27754.2257 | NewCT2-1 | 6.6873 | 1.6041 | 2.8484 | 13.4478 | 1.8909 | 0.55903 | 5.9617 | 6.1834
2 | 0.90491 | Zero | 2 | High | Low | In | High | Ref | 458 | 27856.5 | 7.1 | 28043.2957 | NY-1 | 5.6009 | 1.3435 | 4.3364 | 12.7799 | 1.7408 | 0.37815 | 5.9617 | 5.6926
2 | 0.81508 | Zero | 4 | Mid | Low | Out | Mid | LimitedEE | 459 | 30710.37 | 13.6872 | 28702.1915 | NY-5 | 11.6818 | 2.8021 | 4.6075 | 21.0968 | 3.5047 | 2.5041 | 5.9617 | 11.461
2 | 1.0005 | Moderate | 6 | High | Low | In | Low | LimitedEE | 460 | 30710.37 | 12.1447 | 30192.6643 | NewCT2-3 | 11.0669 | 2.6546 | 3.0469 | 17.8463 | 2.8234 | 1.683 | 5.9617 | 9.2331
2 | 0.78356 | Moderate | 6 | Mid | High | Out | Low | AllOptions | 461 | 29266.38 | 8.2453 | 29267.4499 | NewCT1-3 | 5.8289 | 1.3982 | 2.8021 | 12.4455 | 1.6784 | 0.30293 | 5.9617 | 5.4885
2 | 1.114 | Moderate | 2 | Mid | High | Out | High | DERBreakthrough | 462 | 28095.27 | 6.5 | 28387.9907 | NY-5 | 6.6138 | 1.5865 | 2.9509 | 11.0374 | 1.3608 | 0 | 5.9617 | 4.45
2 | 0.8882 | Moderate | 8 | Mid | Low | In | High | AllOptions | 463 | 29266.38 | 8.2453 | 29270.862 | NewCT1-4 | 7.9326 | 1.9028 | 3.6438 | 13.7919 | 1.9595 | 0.64172 | 5.9617 | 6.4078
2 | 1.0362 | Large | 8 | High | Mid | Out | Low | AllOptions | 464 | 29266.38 | 8.9953 | 29163.3151 | NewCT2-1 | 8.7266 | 2.0933 | 2.2622 | 13.3508 | 1.8736 | 0.53815 | 5.9617 | 6.1268
2 | 0.90288 | Moderate | 6 | Mid | Mid | In | Low | AllOptions | 465 | 29266.38 | 8.8825 | 29171.0722 | NewCT1-3 | 8.06 | 1.9334 | 3.5323 | 14.3482 | 2.0782 | 0.78477 | 5.9617 | 6.7959
2 | 0.803 | Zero | 4 | High | High | In | High | AllOptions | 466 | 29266.38 | 6.3555 | 29585.3822 | CC-4 | 8.1421 | 1.9531 | 2.8136 | 11.1222 | 1.3865 | 0 | 5.9617 | 4.534
2 | 1.2291 | Moderate | 6 | Low | Low | In | Low | DERBreakthrough | 467 | 28095.27 | 8.9953 | 27986.2944 | NewCT2-1 | 7.4336 | 1.7831 | 3.0781 | 13.8565 | 1.9763 | 0.66205 | 5.9617 | 6.463
2 | 1.0869 | Large | 8 | Mid | Low | In | High | DERBreakthrough | 468 | 28095.27 | 8.143 | 28111.0722 | CC-4 | 7.6922 | 1.8451 | 3.7978 | 13.7859 | 1.9573 | 0.63914 | 5.9617 | 6.4008
2 | 0.86097 | Large | 2 | High | Low | In | Mid | Ref | 469 | 27856.5 | 5.5342 | 28336.6643 | CC-4 | 5.9897 | 1.4367 | 3.3495 | 10.3204 | 1.1495 | 0 | 5.9617 | 3.7589
2 | 0.9385 | Zero | 6 | High | Low | Out | Low | LimitedEE | 470 | 30710.37 | 13.6872 | 28992.6643 | NY-5 | 12.0239 | 2.8842 | 3.7224 | 20.2938 | 3.3392 | 2.3046 | 5.9617 | 10.9197
2 | 1.0716 | Moderate | 8 | High | Low | In | Low | AllOptions | 471 | 29266.38 | 8.2453 | 29276.2798 | NewCT1-4 | 8.685 | 2.0833 | 2.9111 | 13.2396 | 1.8463 | 0.50536 | 5.9617 | 6.0378
2 | 1.2271 | Large | 4 | Low | Low | In | Low | LimitedEE | 472 | 30710.37 | 13.6872 | 28684.2322 | ESR-4h-20 | 10.806 | 2.5921 | 4.6078 | 20.8871 | 3.4602 | 2.4504 | 5.9617 | 11.3154
2 | 1.1664 | Zero | 4 | Mid | Mid | In | High | LimitedEE | 473 | 30710.37 | 11.7834 | 30235.0722 | NY-5 | 12.8921 | 3.0925 | 3.6568 | 18.5327 | 2.9657 | 1.8545 | 5.9617 | 9.6984
2 | 1.0301 | Large | 6 | Mid | High | In | Low | Ref | 474 | 27856.5 | 3.3337 | 28884.0722 | CC-3 | 3.9049 | 0.93668 | 3.5329 | 7.8033 | 0.41682 | 0 | 5.9617 | 1.3631
2 | 0.86599 | Large | 8 | Mid | Mid | In | High | DERBreakthrough | 475 | 28095.27 | 4.7162 | 28755.0722 | CC-4 | 3.8137 | 0.91479 | 3.0523 | 8.6832 | 0.67613 | 0 | 5.9617 | 2.211
2 | 1.0746 | Zero | 8 | High | High | In | High | AllOptions | 476 | 29266.38 | 6.3555 | 29585.3822 | CC-4 | 7.0414 | 1.689 | 3.1276 | 11.1721 | 1.3986 | 0 | 5.9617 | 4.5736
2 | 0.93062 | Large | 4 | High | Mid | In | High | AllOptions | 477 | 29266.38 | 7.8474 | 29328.6643 | CC-4 | 7.0279 | 1.6858 | 2.4673 | 12.0005 | 1.5858 | 0.19132 | 5.9617 | 5.1857
2 | 1.1747 | Moderate | 2 | Low | Mid | Out | High | Ref | 478 | 27856.5 | 10.0777 | 27595.7345 | ESR-4h-16 | 8.2897 | 1.9885 | 3.5059 | 15.5721 | 2.3381 | 1.0981 | 5.9617 | 7.6461
2 | 1.1313 | Moderate | 4 | Low | High | In | High | DERBreakthrough | 479 | 28095.27 | 7.675 | 28186.8356 | ESR-4h-11 | 7.3792 | 1.7701 | 3.687 | 13.132 | 1.8192 | 0.4726 | 5.9617 | 5.9489
2 | 1.1864 | Moderate | 6 | Mid | Mid | In | High | AllOptions | 480 | 29266.38 | 8.2453 | 29275.8757 | NewCT1-2 | 6.8072 | 1.6328 | 4.1007 | 13.9788 | 1.9966 | 0.68646 | 5.9617 | 6.5292
2 | 1.1866 | Moderate | 6 | Mid | Low | In | High | AllOptions | 481 | 29266.38 | 8.5439 | 29221.0722 | NewCT1-3 | 10.2694 | 2.4633 | 3.193 | 14.2002 | 2.0487 | 0.7492 | 5.9617 | 6.6994
2 | 1.0991 | Zero | 6 | Mid | Low | In | Mid | AllOptions | 482 | 29266.38 | 8.9953 | 29164.2857 | NewCT2-2 | 7.1062 | 1.7046 | 3.3474 | 14.0473 | 2.0153 | 0.70904 | 5.9617 | 6.5905
2 | 0.95329 | Zero | 6 | Low | Mid | In | High | DERBreakthrough | 483 | 28095.27 | 8.2453 | 28104.3074 | NewCT1-1 | 5.9818 | 1.4349 | 3.8425 | 13.5226 | 1.9012 | 0.57148 | 5.9617 | 6.2172
2 | 1.1155 | Large | 2 | Low | Low | In | High | LimitedEE | 484 | 30710.37 | 13.6872 | 29257.7322 | ESR-4h-27 | 14.7622 | 3.541 | 3.8495 | 21.0777 | 3.5049 | 2.5043 | 5.9617 | 11.4616
2 | 0.86474 | Moderate | 2 | High | High | Out | High | DERBreakthrough | 485 | 28095.27 | 5 | 28690.4784 | NY-3 | 4.2125 | 1.0105 | 3.9973 | 10.0078 | 1.0537 | 0 | 5.9617 | 3.4457
2 | 1.1264 | Moderate | 6 | Mid | Mid | In | Mid | LimitedEE | 486 | 30710.37 | 8.9953 | 30602.7268 | NewCT2-3 | 5.9773 | 1.4338 | 3.1864 | 13.6154 | 1.9246 | 0.59964 | 5.9617 | 6.2936
2 | 1.1475 | Large | 8 | Mid | Mid | In | High | AllOptions | 487 | 29266.38 | 8.2453 | 29275.8757 | NewCT1-2 | 6.9785 | 1.6739 | 3.238 | 13.1572 | 1.827 | 0.48206 | 5.9617 | 5.9746
2 | 1.2165 | Zero | 8 | Mid | High | In | Mid | DERBreakthrough | 488 | 28095.27 | 5.1914 | 28648.0722 | CC-4 | 7.2378 | 1.7362 | 3.0479 | 9.9755 | 1.0516 | 0 | 5.9617 | 3.4388
2 | 1.0433 | Zero | 2 | Mid | High | In | Mid | LimitedEE | 489 | 30710.37 | 11.5593 | 30262.3345 | ESR-4h-23 | 10.6229 | 2.5481 | 1.7592 | 15.8666 | 2.4104 | 1.1852 | 5.9617 | 7.8824
2 | 0.93492 | Moderate | 2 | Low | Low | In | Mid | DERBreakthrough | 490 | 28095.27 | 8.9953 | 27987.9667 | NewCT2-1 | 6.4656 | 1.5509 | 2.5996 | 13.1458 | 1.8282 | 0.48344 | 5.9617 | 5.9783
2 | 1.0231 | Large | 8 | Low | Low | In | Low | LimitedEE | 491 | 30710.37 | 11.227 | 30302.7369 | ESR-4h-22 | 9.3592 | 2.245 | 3.8737 | 17.3457 | 2.7126 | 1.5494 | 5.9617 | 8.8705
2 | 0.90239 | Zero | 8 | High | Low | In | Low | Ref | 492 | 27856.5 | 8.2453 | 27859.809 | NewCT1-1 | 7.1442 | 1.7137 | 3.1607 | 13.1197 | 1.8195 | 0.47298 | 5.9617 | 5.95
2 | 0.79493 | Zero | 6 | Mid | High | Out | High | Ref | 493 | 27856.5 | 7.4732 | 27980.1031 | ESR-4h-22 | 7.2052 | 1.7283 | 3.4113 | 12.6128 | 1.7105 | 0.34163 | 5.9617 | 5.5935
2 | 1.2289 | Moderate | 2 | Mid | Low | In | Mid | DERBreakthrough | 494 | 28095.27 | 8.2453 | 28100.1088 | NewCT1-1 | 6.821 | 1.6362 | 3.5142 | 13.3956 | 1.8761 | 0.54121 | 5.9617 | 6.1351
2 | 0.98355 | Moderate | 2 | Low | Low | In | Low | DERBreakthrough | 495 | 28095.27 | 9.2713 | 27944.2322 | NewCT2-1 | 10.6572 | 2.5564 | 3.2426 | 15.0703 | 2.2331 | 0.97146 | 5.9617 | 7.3025
2 | 1.111 | Zero | 2 | Low | Low | Out | Low | Ref | 496 | 27856.5 | 12.6747 | 27278.2703 | ESR-4h-27 | 9.1964 | 2.2059 | 3.3452 | 18.2258 | 2.9023 | 1.7781 | 5.9617 | 9.4911
2 | 1.1091 | Zero | 4 | Mid | High | Out | Low | AllOptions | 497 | 29266.38 | 9.3 | 29112.7119 | NY-4 | 9.107 | 2.1845 | 2.7654 | 14.25 | 2.0616 | 0.76481 | 5.9617 | 6.7418
2 | 0.91586 | Large | 8 | High | Mid | In | High | AllOptions | 498 | 29266.38 | 7.8474 | 29328.6643 | CC-4 | 7.283 | 1.747 | 2.6847 | 12.2791 | 1.6437 | 0.26114 | 5.9617 | 5.3751
2 | 0.88006 | Large | 8 | High | Low | Out | Mid | DERBreakthrough | 499 | 28095.27 | 8.2453 | 28104.7224 | NewCT1-3 | 7.4915 | 1.797 | 3.4407 | 13.4829 | 1.895 | 0.56404 | 5.9617 | 6.197
2 | 1.0988 | Zero | 8 | Low | Mid | In | Low | LimitedEE | 500 | 30710.37 | 10.1 | 30446.6876 | NY-5 | 6.5835 | 1.5792 | 3.1216 | 14.8007 | 2.1765 | 0.90332 | 5.9617 | 7.1176
2 | 0.78005 | Moderate | 6 | High | High | In | Mid | DERBreakthrough | 501 | 28095.27 | 2.9228 | 29255.3822 | CC-2 | 3.7957 | 0.91047 | 3.1671 | 7.0004 | 0.18637 | 0 | 5.9617 | 0.60945
2 | 0.86393 | Moderate | 6 | High | Low | In | High | LimitedEE | 502 | 30710.37 | 8.9953 | 30605.6017 | NewCT2-3 | 6.7578 | 1.621 | 3.3407 | 13.957 | 1.9962 | 0.68599 | 5.9617 | 6.5279
2 | 0.81014 | Zero | 8 | Mid | Mid | In | Low | LimitedEE | 503 | 30710.37 | 8.9953 | 30607.0442 | NewCT2-3 | 5.3267 | 1.2777 | 2.9169 | 13.1899 | 1.8357 | 0.49259 | 5.9617 | 6.0032
2 | 0.97372 | Large | 8 | Low | High | In | Mid | Ref | 504 | 27856.5 | 6.1448 | 28215.4028 | ESR-4h-14 | 7.8887 | 1.8923 | 3.1666 | 11.2037 | 1.4075 | 0 | 5.9617 | 4.6027
2 | 0.85666 | Zero | 8 | High | Mid | Out | Low | LimitedEE | 505 | 30710.37 | 10.4926 | 30394.6643 | NY-5 | 11.6785 | 2.8013 | 3.1471 | 16.441 | 2.5246 | 1.3228 | 5.9617 | 8.2558
2 | 0.98367 | Large | 2 | High | Low | In | High | DERBreakthrough | 506 | 28095.27 | 5.1063 | 28666.6643 | CC-4 | 3.6411 | 0.8734 | 2.5509 | 8.5306 | 0.63562 | 0 | 5.9617 | 2.0786
2 | 0.8267 | Zero | 4 | High | Mid | In | Mid | Ref | 507 | 27856.5 | 5.9721 | 28248.6643 | CC-4 | 7.6678 | 1.8393 | 3.8927 | 11.7041 | 1.5149 | 0.1059 | 5.9617 | 4.9539
2 | 0.98854 | Large | 4 | High | High | In | Mid | DERBreakthrough | 508 | 28095.27 | 2.1428 | 29555.3822 | CC-2 | 2.3089 | 0.55384 | 2.6162 | 5.3128 | -0.29966 | 0 | 5.9617 | -0.97994
2 | 1.0655 | Zero | 8 | High | Low | In | Low | AllOptions | 509 | 29266.38 | 8.9953 | 29154.9497 | NewCT2-1 | 9.3143 | 2.2342 | 3.1487 | 14.3782 | 2.0867 | 0.79505 | 5.9617 | 6.8238
2 | 0.95823 | Large | 8 | Mid | Mid | Out | High | LimitedEE | 510 | 30710.37 | 9.5888 | 30515.0722 | NewCT2-4 | 9.293 | 2.2291 | 4.1331 | 15.951 | 2.4151 | 1.1908 | 5.9617 | 7.8976
2 | 1.0995 | Zero | 4 | Mid | High | In | High | AllOptions | 511 | 29266.38 | 8.1695 | 29278.0722 | NY-2 | 5.6849 | 1.3636 | 3.4801 | 13.0132 | 1.7951 | 0.44359 | 5.9617 | 5.8702
2 | 0.97911 | Moderate | 4 | High | Mid | In | Low | LimitedEE | 512 | 30710.37 | 12.83 | 30114.6643 | NewCT2-2 | 8.602 | 2.0634 | 3.3701 | 18.2635 | 2.9102 | 1.7875 | 5.9617 | 9.5168
2 | 1.2089 | Zero | 4 | Low | Mid | Out | Low | Ref | 513 | 27856.5 | 10.4544 | 27545.7322 | ESR-4h-15 | 8.7822 | 2.1066 | 3.8389 | 16.3999 | 2.512 | 1.3076 | 5.9617 | 8.2146
2 | 0.76836 | Large | 8 | High | Mid | In | High | LimitedEE | 514 | 30710.37 | 8.2453 | 30717.8531 | NewCT1-4 | 7.3255 | 1.7572 | 3.4192 | 13.4216 | 1.8821 | 0.5485 | 5.9617 | 6.1549
2 | 1.1107 | Large | 4 | Low | Low | In | Low | Ref | 515 | 27856.5 | 8.9953 | 27752.7377 | NewCT2-2 | 6.7855 | 1.6277 | 3.9304 | 14.5534 | 2.1195 | 0.83459 | 5.9617 | 6.9311
2 | 1.1964 | Large | 2 | Low | High | In | Mid | AllOptions | 516 | 29266.38 | 8.9953 | 29163.4165 | NewCT2-1 | 9.5265 | 2.2851 | 3.7624 | 15.0428 | 2.2243 | 0.96093 | 5.9617 | 7.2739
2 | 0.79607 | Large | 8 | High | Low | In | Mid | AllOptions | 517 | 29266.38 | 8.2453 | 29276.2521 | NewCT1-3 | 7.4165 | 1.779 | 3.7227 | 13.747 | 1.9495 | 0.62969 | 5.9617 | 6.3752
2 | 0.89873 | Large | 4 | Mid | Low | Out | Mid | DERBreakthrough | 518 | 28095.27 | 8.9953 | 27989.7409 | NewCT2-2 | 6.2487 | 1.4989 | 3.2003 | 13.6944 | 1.9413 | 0.61976 | 5.9617 | 6.3482
2 | 1.1894 | Moderate | 6 | Mid | Mid | Out | Mid | AllOptions | 519 | 29266.38 | 8.9953 | 29161.472 | NewCT2-3 | 7.9539 | 1.9079 | 3.2748 | 14.178 | 2.0435 | 0.74297 | 5.9617 | 6.6825
2 | 0.86097 | Moderate | 8 | High | Low | In | Low | DERBreakthrough | 520 | 28095.27 | 8.2453 | 28104.245 | NewCT1-1 | 6.5981 | 1.5827 | 2.6064 | 12.4344 | 1.6771 | 0.3014 | 5.9617 | 5.4844
2 | 0.78315 | Moderate | 4 | Mid | High | In | Mid | DERBreakthrough | 521 | 28095.27 | 4.3 | 28857.7231 | NY-2 | 4.7029 | 1.1281 | 3.6334 | 9.0615 | 0.78156 | 0 | 5.9617 | 2.5558
2 | 0.78643 | Moderate | 6 | High | High | In | Low | AllOptions | 522 | 29266.38 | 6.5 | 29560.42 | NY-5 | 8.3079 | 1.9928 | 2.4218 | 10.9147 | 1.3292 | 0 | 5.9617 | 4.3467
2 | 1.2236 | Moderate | 4 | Mid | Mid | In | High | LimitedEE | 523 | 30710.37 | 11.7834 | 30235.0722 | NewCT2-2 | 11.4498 | 2.7465 | 3.664 | 18.1939 | 2.8938 | 1.7678 | 5.9617 | 9.4631
2 | 0.8541 | Large | 6 | Mid | Mid | Out | Mid | AllOptions | 524 | 29266.38 | 8.9953 | 29155.5002 | NewCT2-2 | 8.3249 | 1.9969 | 4.0396 | 15.0317 | 2.2204 | 0.95624 | 5.9617 | 7.2612
2 | 1.0736 | Zero | 2 | Low | High | In | Low | LimitedEE | 525 | 30710.37 | 12.0585 | 30203.0031 | ESR-4h-28 | 11.1657 | 2.6783 | 3.6621 | 18.3989 | 2.9373 | 1.8202 | 5.9617 | 9.6055
2 | 0.98942 | Large | 8 | High | Mid | Out | Low | LimitedEE | 526 | 30710.37 | 10.4926 | 30394.6643 | NewCT2-4 | 7.8703 | 1.8879 | 4.0316 | 16.412 | 2.5135 | 1.3094 | 5.9617 | 8.2195
2 | 0.80815 | Large | 2 | Mid | Low | In | Low | AllOptions | 527 | 29266.38 | 11.7236 | 28798.1915 | ESR-4h-28 | 10.8093 | 2.5928 | 3.028 | 17.3444 | 2.717 | 1.5547 | 5.9617 | 8.885
2 | 1.0371 | Large | 8 | High | Mid | Out | Low | DERBreakthrough | 528 | 28095.27 | 8.2453 | 28101.6912 | NewCT1-2 | 8.9204 | 2.1397 | 4.1205 | 14.5055 | 2.1083 | 0.82107 | 5.9617 | 6.8944
2 | 1.0672 | Moderate | 2 | High | Mid | In | High | AllOptions | 529 | 29266.38 | 7.8474 | 29328.6643 | NY-5 | 8.1521 | 1.9554 | 3.5275 | 13.3304 | 1.8622 | 0.52442 | 5.9617 | 6.0895
2 | 0.96867 | Large | 2 | High | Low | In | Mid | Ref | 530 | 27856.5 | 5.5342 | 28336.6643 | CC-4 | 6.3203 | 1.5161 | 3.482 | 10.5323 | 1.21 | 0 | 5.9617 | 3.9569
2 | 0.98379 | Zero | 6 | Low | Mid | In | Low | LimitedEE | 531 | 30710.37 | 10.5808 | 30383.8384 | ESR-4h-24 | 10.1866 | 2.4435 | 4.1844 | 17.2086 | 2.6817 | 1.5122 | 5.9617 | 8.7697
2 | 1.2148 | Moderate | 4 | Mid | High | In | High | DERBreakthrough | 532 | 28095.27 | 3.5 | 29074.8803 | NY-1 | 4.4725 | 1.0728 | 2.3439 | 6.9167 | 0.16837 | 0 | 5.9617 | 0.55058
2 | 1.1837 | Zero | 2 | Low | High | In | Low | Ref | 533 | 27856.5 | 8.2453 | 27857.3697 | NewCT1-1 | 9.0166 | 2.1628 | 2.7748 | 13.1829 | 1.8351 | 0.49175 | 5.9617 | 6.0009
2 | 1.0994 | Moderate | 8 | Mid | Mid | In | Mid | LimitedEE | 534 | 30710.37 | 8.9953 | 30602.7268 | NewCT2-2 | 6.5475 | 1.5706 | 2.3642 | 12.93 | 1.7837 | 0.42983 | 5.9617 | 5.8329
2 | 1.2061 | Large | 8 | Mid | Mid | In | High | Ref | 535 | 27856.5 | 3.7765 | 28755.0722 | NY-5 | 4.9333 | 1.1834 | 1.807 | 6.7669 | 0.12893 | 0 | 5.9617 | 0.42163
2 | 1.2258 | Moderate | 6 | Mid | Mid | In | Mid | AllOptions | 536 | 29266.38 | 8.2453 | 29274.499 | NewCT1-3 | 5.9448 | 1.426 | 3.7637 | 13.4349 | 1.883 | 0.54958 | 5.9617 | 6.1578
2 | 0.90314 | Large | 2 | Mid | High | In | Mid | AllOptions | 537 | 29266.38 | 7.4209 | 29398.0722 | CC-4 | 4.7845 | 1.1477 | 3.5701 | 12.1386 | 1.6089 | 0.21925 | 5.9617 | 5.2615
2 | 0.95315 | Moderate | 8 | Low | High | In | High | Ref | 538 | 27856.5 | 5.9451 | 28254.4467 | ESR-4h-13 | 5.9909 | 1.437 | 3.8793 | 11.2615 | 1.4188 | 0 | 5.9617 | 4.6397
2 | 1.0779 | Moderate | 4 | Low | High | In | Mid | Ref | 539 | 27856.5 | 7.1566 | 28033.7708 | ESR-4h-12 | 10.2965 | 2.4698 | 2.1938 | 11.8203 | 1.5491 | 0.14706 | 5.9617 | 5.0656
2 | 0.77405 | Zero | 8 | High | Mid | In | High | DERBreakthrough | 540 | 28095.27 | 5.5186 | 28578.6643 | CC-4 | 5.9074 | 1.417 | 3.3798 | 10.3154 | 1.1478 | 0 | 5.9617 | 3.7534
2 | 0.93415 | Zero | 2 | Mid | Low | In | Low | LimitedEE | 541 | 30710.37 | 13.6872 | 28798.1915 | ESR-4h-28 | 13.0857 | 3.1389 | 4.2096 | 21.0357 | 3.494 | 2.4911 | 5.9617 | 11.4258
2 | 0.82733 | Moderate | 6 | Mid | Mid | Out | Low | DERBreakthrough | 542 | 28095.27 | 8.2453 | 28100.2712 | NewCT1-3 | 7.7882 | 1.8682 | 2.5818 | 12.6952 | 1.7326 | 0.36828 | 5.9617 | 5.6659
2 | 0.90782 | Moderate | 4 | Mid | Low | In | High | AllOptions | 543 | 29266.38 | 8.9953 | 29160.1503 | NewCT2-1 | 8.064 | 1.9343 | 4.0434 | 14.973 | 2.208 | 0.9412 | 5.9617 | 7.2204
2 | 0.7871 | Large | 4 | Mid | Low | In | Mid | AllOptions | 544 | 29266.38 | 8.9436 | 29162.1915 | ESR-4h-28 | 6.0565 | 1.4528 | 3.4453 | 13.8417 | 1.9712 | 0.65579 | 5.9617 | 6.446
2 | 0.84808 | Moderate | 8 | High | Mid | In | Mid | AllOptions | 545 | 29266.38 | 8.2453 | 29274.0634 | NewCT1-1 | 5.7193 | 1.3719 | 3.5518 | 13.169 | 1.8278 | 0.48297 | 5.9617 | 5.9771
2 | 0.77691 | Zero | 6 | Mid | Mid | In | Low | Ref | 546 | 27856.5 | 7.7207 | 27939.3934 | ESR-4h-29 | 5.2629 | 1.2624 | 3.7774 | 12.7605 | 1.7398 | 0.37695 | 5.9617 | 5.6894
2 | 0.90444 | Large | 4 | High | Low | In | Mid | LimitedEE | 547 | 30710.37 | 13.6872 | 29816.6643 | NewCT2-2 | 9.8993 | 2.3746 | 2.7956 | 18.8573 | 3.0395 | 1.9433 | 5.9617 | 9.9395
2 | 1.0168 | Large | 8 | Mid | High | In | Mid | AllOptions | 548 | 29266.38 | 7.4209 | 29398.0722 | CC-4 | 5.0084 | 1.2014 | 4.3818 | 13.0041 | 1.7881 | 0.43519 | 5.9617 | 5.8474
2 | 0.79185 | Moderate | 4 | High | High | In | High | LimitedEE | 549 | 30710.37 | 8.2453 | 30710.9334 | NewCT1-2 | 8.6305 | 2.0702 | 4.0718 | 14.3873 | 2.0835 | 0.79115 | 5.9617 | 6.8132
2 | 0.77834 | Moderate | 8 | High | Mid | Out | High | Ref | 550 | 27856.5 | 6.6105 | 28128.6643 | NY-5 | 6.4779 | 1.5539 | 2.8725 | 11.0368 | 1.3612 | 0 | 5.9617 | 4.4514
2 | 0.82639 | Moderate | 6 | Mid | Mid | Out | Low | LimitedEE | 551 | 30710.37 | 13.6872 | 29736.0504 | ESR-4h-28 | 12.4662 | 2.9903 | 3.7442 | 20.4216 | 3.3662 | 2.3372 | 5.9617 | 11.0081
2 | 1.174 | Moderate | 4 | Mid | Low | In | High | LimitedEE | 552 | 30710.37 | 13.6872 | 29591.0722 | NewCT2-2 | 9.2564 | 2.2203 | 4.0258 | 19.9333 | 3.261 | 2.2103 | 5.9617 | 10.664
2 | 0.8712 | Large | 4 | Mid | Low | Out | Mid | LimitedEE | 553 | 30710.37 | 13.6872 | 28702.1915 | ESR-4h-28 | 14.086 | 3.3788 | 3.9142 | 20.9802 | 3.4838 | 2.4789 | 5.9617 | 11.3927
2 | 1.0854 | Moderate | 2 | Mid | Mid | Out | Low | AllOptions | 554 | 29266.38 | 13.6872 | 28043.5722 | ESR-4h-26 | 8.0332 | 1.9269 | 4.2326 | 19.8467 | 3.2415 | 2.1868 | 5.9617 | 10.6001
2 | 1.1665 | Large | 8 | Low | High | Out | Mid | LimitedEE | 555 | 30710.37 | 9.7765 | 30490.439 | ESR-4h-17 | 6.85 | 1.6431 | 4.1794 | 15.599 | 2.3401 | 1.1004 | 5.9617 | 7.6524
2 | 0.84859 | Large | 2 | Mid | Low | In | Low | LimitedEE | 556 | 30710.37 | 13.6872 | 28798.1915 | ESR-4h-28 | 11.8901 | 2.8521 | 2.9199 | 19.4591 | 3.1665 | 2.0965 | 5.9617 | 10.355
2 | 1.144 | Large | 2 | Low | High | Out | Low | LimitedEE | 557 | 30710.37 | 13.6872 | 29252.2322 | ESR-4h-30 | 10.1684 | 2.4391 | 3.5949 | 19.7212 | 3.2184 | 2.159 | 5.9617 | 10.5246
2 | 0.78508 | Large | 4 | Mid | Mid | In | Mid | DERBreakthrough | 558 | 28095.27 | 6.2978 | 28425.0722 | CC-4 | 7.0969 | 1.7023 | 2.8734 | 10.8735 | 1.3138 | 0 | 5.9617 | 4.2962
2 | 0.85335 | Moderate | 2 | Mid | High | In | Low | AllOptions | 559 | 29266.38 | 8.2453 | 29275.4704 | NewCT1-1 | 8.0867 | 1.9398 | 2.5602 | 12.7453 | 1.7434 | 0.38124 | 5.9617 | 5.701
2 | 1.0506 | Zero | 2 | Mid | Low | In | Mid | Ref | 560 | 27856.5 | 8.6 | 27804.1899 | NY-3 | 8.7494 | 2.0987 | 3.9481 | 14.6469 | 2.1393 | 0.85839 | 5.9617 | 6.9957
2 | 0.89876 | Moderate | 6 | High | Low | In | Low | AllOptions | 561 | 29266.38 | 8.9953 | 29161.0059 | NewCT2-1 | 10.8733 | 2.6082 | 2.265 | 13.8685 | 1.9834 | 0.67059 | 5.9617 | 6.4861
2 | 0.83677 | Zero | 8 | Mid | Mid | Out | Mid | LimitedEE | 562 | 30710.37 | 9.4035 | 30540.7683 | NY-4 | 7.1776 | 1.7217 | 3.2038 | 14.3291 | 2.076 | 0.7821 | 5.9617 | 6.7887
2 | 0.76616 | Large | 2 | High | Mid | In | High | AllOptions | 563 | 29266.38 | 7.8474 | 29328.6643 | CC-4 | 6.4634 | 1.5504 | 3.6618 | 13.0596 | 1.8039 | 0.45424 | 5.9617 | 5.8991
2 | 0.89801 | Moderate | 2 | High | High | In | High | DERBreakthrough | 564 | 28095.27 | 2.0753 | 29585.3822 | CC-2 | 4.4278 | 1.0621 | 2.9673 | 6.1047 | -0.072302 | 0 | 5.9617 | -0.23644
2 | 0.87772 | Large | 4 | Mid | Low | In | Mid | LimitedEE | 565 | 30710.37 | 13.6872 | 29902.1915 | ESR-4h-28 | 10.8983 | 2.6142 | 2.8915 | 19.1928 | 3.1101 | 2.0285 | 5.9617 | 10.1706
2 | 0.82334 | Large | 2 | Mid | Mid | In | High | Ref | 566 | 27856.5 | 3.7765 | 28755.0722 | NY-5 | 5.8448 | 1.402 | 2.044 | 7.2225 | 0.25947 | 0 | 5.9617 | 0.84852
2 | 1.055 | Moderate | 6 | Mid | Low | In | Low | Ref | 567 | 27856.5 | 8.2453 | 27862.7997 | NewCT1-2 | 8.8529 | 2.1236 | 3.8968 | 14.2656 | 2.0586 | 0.7612 | 5.9617 | 6.732
2 | 1.0243 | Moderate | 2 | Low | Mid | In | Low | DERBreakthrough | 568 | 28095.27 | 8.9702 | 27987.2322 | ESR-4h-18 | 6.5618 | 1.574 | 4.3557 | 14.8999 | 2.1907 | 0.92037 | 5.9617 | 7.1639
2 | 1.0084 | Moderate | 4 | High | High | In | Low | DERBreakthrough | 569 | 28095.27 | 3.6082 | 29041.3822 | NY-1 | 4.567 | 1.0955 | 2.776 | 7.4797 | 0.32861 | 0 | 5.9617 | 1.0746
2 | 1.0071 | Large | 2 | Low | Mid | In | High | AllOptions | 570 | 29266.38 | 9.1111 | 29138.5597 | ESR-4h-19 | 6.6363 | 1.5919 | 1.55 | 12.253 | 1.6445 | 0.26209 | 5.9617 | 5.3777
2 | 0.87353 | Large | 6 | Mid | Mid | In | Mid | LimitedEE | 571 | 30710.37 | 8.9953 | 30606.9032 | NewCT2-2 | 6.7233 | 1.6127 | 3.2574 | 13.8654 | 1.9772 | 0.66311 | 5.9617 | 6.4658
2 | 0.91482 | Large | 4 | High | High | Out | High | Ref | 572 | 27856.5 | 3.0157 | 28985.3822 | CC-3 | 3.2143 | 0.77103 | 2.4634 | 6.2502 | -0.026197 | 0 | 5.9617 | -0.085669
2 | 0.85346 | Large | 8 | High | Mid | In | High | DERBreakthrough | 573 | 28095.27 | 3.1554 | 29178.6643 | CC-3 | 7.4956 | 1.798 | 1.773 | 6.7264 | 0.11743 | 0 | 5.9617 | 0.38401
2 | 1.217 | Zero | 8 | Low | High | In | High | DERBreakthrough | 574 | 28095.27 | 8.2453 | 28104.3535 | NewCT1-2 | 7.6846 | 1.8433 | 3.0085 | 13.0971 | 1.8155 | 0.46823 | 5.9617 | 5.937
2 | 0.97174 | Zero | 4 | Low | Low | In | High | DERBreakthrough | 575 | 28095.27 | 8.6277 | 28037.921 | ESR-4h-18 | 8.839 | 2.1202 | 2.4645 | 13.2125 | 1.8431 | 0.50141 | 5.9617 | 6.0271
2 | 1.1996 | Moderate | 6 | Mid | Mid | Out | Mid | AllOptions | 576 | 29266.38 | 8.9953 | 29161.472 | NewCT2-3 | 7.3281 | 1.7578 | 4.4026 | 15.1557 | 2.2447 | 0.98551 | 5.9617 | 7.3406
2 | 0.76693 | Zero | 8 | Mid | Low | In | Low | LimitedEE | 577 | 30710.37 | 8.9953 | 30606.9273 | NewCT2-4 | 8.4967 | 2.0381 | 4.1473 | 15.1807 | 2.2515 | 0.99362 | 5.9617 | 7.3626
2 | 0.82814 | Zero | 6 | Mid | Mid | In | Mid | DERBreakthrough | 578 | 28095.27 | 8.0195 | 28130.7609 | ESR-4h-23 | 6.0541 | 1.4522 | 4.4586 | 13.9303 | 1.9843 | 0.67162 | 5.9617 | 6.4889
2 | 0.99187 | Zero | 2 | High | High | In | Low | Ref | 579 | 27856.5 | 3.3099 | 28891.3822 | CC-3 | 4.5989 | 1.1032 | 2.6584 | 7.0715 | 0.21091 | 0 | 5.9617 | 0.68971
2 | 1.1671 | Moderate | 8 | Low | Low | In | Mid | DERBreakthrough | 580 | 28095.27 | 8.2453 | 28102.7111 | NewCT1-4 | 12.0434 | 2.8889 | 2.1071 | 13.2412 | 1.8512 | 0.51117 | 5.9617 | 6.0536
2 | 1.1694 | Moderate | 8 | Low | Mid | In | Low | LimitedEE | 581 | 30710.37 | 10.4469 | 30401.4578 | ESR-4h-17 | 7.3717 | 1.7683 | 3.9012 | 16.1164 | 2.4515 | 1.2347 | 5.9617 | 8.0166
2 | 1.0494 | Zero | 4 | Low | Low | In | Mid | AllOptions | 582 | 29266.38 | 10.1 | 29003.3026 | NY-5 | 6.8809 | 1.6505 | 3.3151 | 15.0657 | 2.2317 | 0.9698 | 5.9617 | 7.298
2 | 0.90527 | Moderate | 4 | High | Mid | In | High | DERBreakthrough | 583 | 28095.27 | 4.3 | 28856.818 | NY-2 | 3.057 | 0.73328 | 2.8589 | 7.8922 | 0.44781 | 0 | 5.9617 | 1.4644
2 | 0.9334 | Large | 2 | Mid | Low | In | Mid | DERBreakthrough | 584 | 28095.27 | 8.2453 | 28100.1088 | NewCT1-1 | 9.2674 | 2.223 | 3.3871 | 13.8554 | 1.9744 | 0.65968 | 5.9617 | 6.4565
2 | 0.96414 | Moderate | 4 | Mid | High | In | High | DERBreakthrough | 585 | 28095.27 | 3.5 | 29074.8803 | NY-1 | 2.0325 | 0.48753 | 3.7282 | 7.7157 | 0.3899 | 0 | 5.9617 | 1.275
2 | 1.1797 | Moderate | 6 | Mid | Mid | In | High | DERBreakthrough | 586 | 28095.27 | 5.8 | 28523.2254 | NY-4 | 4.5294 | 1.0865 | 3.0876 | 9.9741 | 1.0509 | 0 | 5.9617 | 3.4365
2 | 1.1231 | Large | 2 | Mid | Mid | Out | Low | LimitedEE | 587 | 30710.37 | 13.6872 | 28043.5722 | ESR-4h-26 | 8.3903 | 2.0126 | 3.4851 | 19.1848 | 3.1051 | 2.0225 | 5.9617 | 10.1543
2 | 0.95471 | Moderate | 6 | High | Mid | In | Mid | LimitedEE | 588 | 30710.37 | 8.9953 | 30607.3412 | NewCT2-2 | 10.096 | 2.4218 | 2.5547 | 13.9717 | 2.0037 | 0.69505 | 5.9617 | 6.5525
2 | 0.85578 | Zero | 8 | Mid | High | Out | High | Ref | 589 | 27856.5 | 7.7893 | 27928.0722 | NY-1 | 9.9753 | 2.3928 | 2.4829 | 12.665 | 1.7268 | 0.36123 | 5.9617 | 5.6467
2 | 1.2242 | Large | 6 | Low | High | Out | High | LimitedEE | 590 | 30710.37 | 11.1379 | 30314.0811 | ESR-4h-19 | 11.2534 | 2.6994 | 2.4936 | 16.3309 | 2.5049 | 1.299 | 5.9617 | 8.1912
2 | 1.2266 | Zero | 6 | Low | High | In | High | AllOptions | 591 | 29266.38 | 8.5995 | 29213.1654 | ESR-4h-14 | 8.4716 | 2.0321 | 3.6045 | 14.2361 | 2.054 | 0.75562 | 5.9617 | 6.7169
2 | 0.85809 | Large | 4 | Mid | High | In | Low | AllOptions | 592 | 29266.38 | 8.2453 | 29275.4704 | NewCT1-1 | 10.8466 | 2.6018 | 4.4387 | 15.2858 | 2.2721 | 1.0186 | 5.9617 | 7.4303
2 | 1.0404 | Zero | 8 | Mid | Low | Out | Mid | AllOptions | 593 | 29266.38 | 8.9953 | 29161.3672 | NewCT2-4 | 9.0907 | 2.1806 | 4.0907 | 15.2666 | 2.27 | 1.016 | 5.9617 | 7.4233
2 | 1.0935 | Large | 8 | Mid | High | In | Mid | LimitedEE | 594 | 30710.37 | 8.2453 | 30720.1172 | NewCT1-4 | 6.6585 | 1.5972 | 3.3316 | 13.174 | 1.8301 | 0.48574 | 5.9617 | 5.9846
2 | 1.1088 | Moderate | 8 | Low | Mid | In | High | DERBreakthrough | 595 | 28095.27 | 8.2453 | 28103.3825 | NewCT1-1 | 7.2626 | 1.7421 | 4.2248 | 14.2122 | 2.0454 | 0.74533 | 5.9617 | 6.6889
2 | 0.82071 | Moderate | 6 | High | High | In | Mid | DERBreakthrough | 596 | 28095.27 | 2.9228 | 29255.3822 | CC-2 | 3.8353 | 0.91999 | 3.7253 | 7.5681 | 0.34702 | 0 | 5.9617 | 1.1348
2 | 0.84461 | Zero | 6 | High | Mid | In | Mid | DERBreakthrough | 597 | 28095.27 | 7.1 | 28282.3354 | NY-1 | 6.1143 | 1.4667 | 3.3738 | 11.9405 | 1.568 | 0.16986 | 5.9617 | 5.1275
2 | 1.0154 | Zero | 2 | High | Low | In | Mid | DERBreakthrough | 598 | 28095.27 | 8.2453 | 28104.9208 | NewCT1-1 | 6.4952 | 1.558 | 3.3918 | 13.1951 | 1.8342 | 0.49072 | 5.9617 | 5.9981
2 | 1.1605 | Moderate | 6 | Mid | High | In | High | DERBreakthrough | 599 | 28095.27 | 3.5 | 29074.8803 | NY-1 | 4.6929 | 1.1257 | 3.1949 | 7.8206 | 0.42443 | 0 | 5.9617 | 1.3879
2 | 0.82043 | Moderate | 4 | Mid | Low | Out | High | LimitedEE | 600 | 30710.37 | 13.6872 | 29032.1915 | ESR-4h-28 | 9.0642 | 2.1742 | 4.8231 | 20.6845 | 3.416 | 2.3971 | 5.9617 | 11.1708
2 | 0.90064 | Moderate | 2 | Mid | High | In | High | AllOptions | 601 | 29266.38 | 6.3948 | 29578.0722 | NY-4 | 4.9315 | 1.1829 | 2.0681 | 9.6458 | 0.96329 | 0 | 5.9617 | 3.1501
2 | 0.9755 | Large | 2 | High | Low | In | Low | AllOptions | 602 | 29266.38 | 12.4578 | 28712.6643 | NewCT2-1 | 10.4737 | 2.5123 | 3.8815 | 18.8516 | 3.0322 | 1.9346 | 5.9617 | 9.9157
2 | 1.0983 | Moderate | 2 | Mid | Mid | In | High | AllOptions | 603 | 29266.38 | 8.9953 | 29157.7228 | NewCT2-1 | 9.3028 | 2.2315 | 2.3899 | 13.6166 | 1.9293 | 0.60531 | 5.9617 | 6.309
2 | 1.1428 | Moderate | 2 | Mid | Low | In | Low | AllOptions | 604 | 29266.38 | 13.6872 | 28511.0722 | ESR-4h-25 | 9.7085 | 2.3288 | 4.0116 | 20.0276 | 3.2811 | 2.2345 | 5.9617 | 10.7296
2 | 1.005 | Zero | 2 | Low | Low | In | Mid | LimitedEE | 605 | 30710.37 | 13.6872 | 29278.5452 | ESR-4h-32 | 9.0825 | 2.1786 | 2.7133 | 18.5791 | 2.9809 | 1.8727 | 5.9617 | 9.7478
2 | 1.1386 | Zero | 4 | Low | Mid | In | Mid | DERBreakthrough | 606 | 28095.27 | 8.9953 | 27987.2553 | NewCT2-1 | 8.812 | 2.1137 | 3.6785 | 14.7876 | 2.1706 | 0.8962 | 5.9617 | 7.0983
2 | 0.78713 | Zero | 6 | Mid | High | In | Low | AllOptions | 607 | 29266.38 | 8.2428 | 29266.7683 | ESR-4h-29 | 5.7779 | 1.3859 | 2.9146 | 12.5433 | 1.6985 | 0.32719 | 5.9617 | 5.5544
2 | 0.92619 | Zero | 8 | Mid | Low | Out | Low | LimitedEE | 608 | 30710.37 | 13.6872 | 29818.1915 | ESR-4h-28 | 11.0526 | 2.6512 | 3.7029 | 20.0413 | 3.2857 | 2.2401 | 5.9617 | 10.7448
2 | 1.1265 | Zero | 6 | Mid | Low | Out | Mid | LimitedEE | 609 | 30710.37 | 13.6872 | 29155.0722 | ESR-4h-25 | 10.6076 | 2.5445 | 2.6423 | 18.8739 | 3.0438 | 1.9486 | 5.9617 | 9.9538
2 | 0.85176 | Moderate | 2 | High | Mid | In | Low | DERBreakthrough | 610 | 28095.27 | 5.9863 | 28484.6643 | NY-4 | 7.9722 | 1.9123 | 3.5236 | 11.4222 | 1.4571 | 0.036258 | 5.9617 | 4.765
2 | 1.1778 | Moderate | 2 | Low | Low | In | Low | LimitedEE | 611 | 30710.37 | 13.6872 | 27944.2322 | ESR-4h-20 | 11.9675 | 2.8707 | 4.3702 | 20.928 | 3.4702 | 2.4625 | 5.9617 | 11.3481
2 | 1.0335 | Large | 4 | High | High | In | Low | LimitedEE | 612 | 30710.37 | 8.9953 | 30607.926 | NewCT2-1 | 10.8178 | 2.5949 | 2.9469 | 14.537 | 2.1215 | 0.83703 | 5.9617 | 6.9377
2 | 1.0492 | Moderate | 8 | High | Mid | Out | Low | LimitedEE | 613 | 30710.37 | 10.4926 | 30394.6643 | NewCT2-4 | 8.8973 | 2.1342 | 3.3121 | 15.9389 | 2.4171 | 1.1932 | 5.9617 | 7.9042
2 | 0.94529 | Zero | 4 | Low | Mid | In | Mid | DERBreakthrough | 614 | 28095.27 | 8.2453 | 28105.1094 | NewCT1-2 | 5.7964 | 1.3904 | 2.9524 | 12.588 | 1.7078 | 0.33838 | 5.9617 | 5.5847
2 | 0.85032 | Large | 4 | High | Low | In | Mid | LimitedEE | 615 | 30710.37 | 13.6872 | 29816.6643 | NewCT2-2 | 12.3262 | 2.9567 | 2.4939 | 19.1377 | 3.1007 | 2.0171 | 5.9617 | 10.1397
2 | 0.84508 | Zero | 2 | High | High | In | High | DERBreakthrough | 616 | 28095.27 | 2.0753 | 29585.3822 | CC-2 | 2.6529 | 0.63636 | 2.6097 | 5.3214 | -0.29712 | 0 | 5.9617 | -0.97164
2 | 0.78732 | Zero | 2 | High | Low | In | Low | AllOptions | 617 | 29266.38 | 12.4578 | 28712.6643 | NY-5 | 7.9664 | 1.9109 | 3.1828 | 17.5514 | 2.7601 | 1.6066 | 5.9617 | 9.0259
2 | 0.87546 | Moderate | 8 | High | High | Out | High | DERBreakthrough | 618 | 28095.27 | 5 | 28690.4784 | NY-3 | 5.8642 | 1.4067 | 3.1964 | 9.6031 | 0.94224 | 0 | 5.9617 | 3.0813
2 | 0.87999 | Moderate | 2 | High | Mid | In | High | AllOptions | 619 | 29266.38 | 7.8474 | 29328.6643 | NY-5 | 6.7199 | 1.6119 | 2.7922 | 12.2515 | 1.6372 | 0.25335 | 5.9617 | 5.354
2 | 1.0946 | Zero | 6 | Mid | Mid | In | High | LimitedEE | 620 | 30710.37 | 8.9953 | 30604.7743 | NewCT2-3 | 9.5215 | 2.2839 | 3.7293 | 15.0085 | 2.2173 | 0.95239 | 5.9617 | 7.2508
2 | 1.1966 | Moderate | 2 | Mid | Mid | In | High | DERBreakthrough | 621 | 28095.27 | 5.8 | 28523.2254 | NY-4 | 8.2972 | 1.9903 | 2.9017 | 10.692 | 1.2608 | 0 | 5.9617 | 4.1231
2 | 0.94204 | Zero | 2 | Low | Mid | In | High | AllOptions | 622 | 29266.38 | 9.3 | 29112.546 | NY-4 | 9.8123 | 2.3537 | 2.6215 | 14.2752 | 2.0678 | 0.77223 | 5.9617 | 6.7619
2 | 1.1969 | Moderate | 6 | Mid | High | In | High | DERBreakthrough | 623 | 28095.27 | 3.5 | 29074.8803 | NY-1 | 3.8018 | 0.91195 | 3.2394 | 7.6514 | 0.37493 | 0 | 5.9617 | 1.2261
2 | 1.1303 | Zero | 8 | Mid | Low | In | Mid | DERBreakthrough | 624 | 28095.27 | 8.2453 | 28097.8401 | NewCT1-3 | 7.7962 | 1.8701 | 3.1814 | 13.2968 | 1.857 | 0.51816 | 5.9617 | 6.0725
2 | 0.89725 | Moderate | 8 | High | Low | In | Low | AllOptions | 625 | 29266.38 | 8.2453 | 29276.2798 | NewCT1-4 | 7.7178 | 1.8513 | 4.0146 | 14.1111 | 2.0252 | 0.72088 | 5.9617 | 6.6226
2 | 1.2277 | Zero | 2 | Low | Low | Out | Mid | LimitedEE | 626 | 30710.37 | 13.6872 | 27108.2322 | ESR-4h-20 | 10.076 | 2.4169 | 4.4665 | 20.5707 | 3.3938 | 2.3704 | 5.9617 | 11.0983
2 | 1.0463 | Zero | 8 | Low | Low | Out | Low | DERBreakthrough | 627 | 28095.27 | 8.9953 | 27984.5732 | NewCT2-4 | 10.6464 | 2.5538 | 2.586 | 14.135 | 2.0382 | 0.73662 | 5.9617 | 6.6653
2 | 0.88458 | Zero | 4 | Mid | Mid | Out | Low | DERBreakthrough | 628 | 28095.27 | 8.9953 | 27992.2057 | NewCT2-1 | 11.9339 | 2.8626 | 4.1161 | 15.974 | 2.42 | 1.1968 | 5.9617 | 7.9139
2 | 0.78464 | Moderate | 6 | Mid | High | In | Mid | LimitedEE | 629 | 30710.37 | 8.2453 | 30718.435 | NewCT1-2 | 6.699 | 1.6069 | 2.3627 | 12.2148 | 1.6319 | 0.24686 | 5.9617 | 5.3364
2 | 1.0215 | Moderate | 6 | High | Mid | In | Mid | Ref | 630 | 27856.5 | 4.5792 | 28548.6643 | NY-2 | 6.2772 | 1.5057 | 3.4458 | 9.5308 | 0.91934 | 0 | 5.9617 | 3.0064
2 | 0.83772 | Zero | 2 | High | Mid | In | Low | LimitedEE | 631 | 30710.37 | 13.6872 | 29374.6643 | NY-5 | 11.6739 | 2.8002 | 4.5682 | 21.0556 | 3.4962 | 2.4938 | 5.9617 | 11.4331
2 | 0.83028 | Large | 6 | Mid | High | In | Low | LimitedEE | 632 | 30710.37 | 8.2453 | 30715.0173 | NewCT1-3 | 7.9029 | 1.8957 | 2.5119 | 12.6528 | 1.724 | 0.35792 | 5.9617 | 5.6377
2 | 1.2229 | Large | 4 | Mid | Low | In | High | AllOptions | 633 | 29266.38 | 8.9953 | 29160.1503 | NewCT2-1 | 8.8036 | 2.1117 | 4.1391 | 15.2461 | 2.2654 | 1.0104 | 5.9617 | 7.4082
2 | 0.78146 | Zero | 4 | High | Mid | In | Low | Ref | 634 | 27856.5 | 7.1451 | 28034.6643 | NY-1 | 6.4251 | 1.5412 | 1.944 | 10.6303 | 1.2502 | 0 | 5.9617 | 4.0884
2 | 0.82739 | Moderate | 8 | High | Mid | Out | Low | DERBreakthrough | 635 | 28095.27 | 8.2453 | 28101.6912 | NewCT1-2 | 5.6956 | 1.3662 | 3.7849 | 13.3964 | 1.8747 | 0.53958 | 5.9617 | 6.1307
2 | 0.78076 | Large | 8 | High | Low | In | Low | LimitedEE | 636 | 30710.37 | 8.9953 | 30602.2831 | NewCT2-4 | 8.6766 | 2.0813 | 4.5828 | 15.6594 | 2.3506 | 1.1131 | 5.9617 | 7.6869
2 | 1.0142 | Large | 8 | Low | Low | In | Low | Ref | 637 | 27856.5 | 8.2453 | 27864.1956 | NewCT1-4 | 8.3117 | 1.9937 | 3.73 | 13.9691 | 1.9966 | 0.68645 | 5.9617 | 6.5292
2 | 1.0911 | Large | 2 | Mid | Mid | In | High | Ref | 638 | 27856.5 | 3.7765 | 28755.0722 | NY-5 | 4.5292 | 1.0864 | 2.4505 | 7.3134 | 0.28279 | 0 | 5.9617 | 0.92478
2 | 1.0302 | Moderate | 6 | High | High | In | Low | AllOptions | 639 | 29266.38 | 6.5 | 29560.42 | NY-5 | 6.812 | 1.634 | 3.0526 | 11.1866 | 1.4034 | 0 | 5.9617 | 4.5892
2 | 0.79458 | Large | 2 | High | High | In | Mid | LimitedEE | 640 | 30710.37 | 8.9953 | 30607.7889 | NewCT2-1 | 8.5463 | 2.05 | 3.1922 | 14.2375 | 2.0566 | 0.75875 | 5.9617 | 6.7253
2 | 1.1213 | Moderate | 8 | Mid | Mid | In | High | DERBreakthrough | 641 | 28095.27 | 5.8 | 28523.2254 | NY-4 | 5.2516 | 1.2597 | 2.8182 | 9.8779 | 1.025 | 0 | 5.9617 | 3.3518
2 | 0.91803 | Moderate | 6 | Mid | Low | In | High | Ref | 642 | 27856.5 | 6.7082 | 28111.0722 | NY-5 | 7.4624 | 1.79 | 3.204 | 11.7022 | 1.5183 | 0.11006 | 5.9617 | 4.9652
2 | 0.85422 | Zero | 6 | Mid | Low | Out | Mid | Ref | 643 | 27856.5 | 8.9937 | 27745.0722 | NY-3 | 10.5174 | 2.5228 | 2.9225 | 14.439 | 2.1009 | 0.81213 | 5.9617 | 6.8702
2 | 0.77345 | Large | 4 | Mid | Low | In | High | LimitedEE | 644 | 30710.37 | 11.8077 | 30232.1915 | NewCT2-2 | 7.6179 | 1.8273 | 4.3409 | 17.9759 | 2.8437 | 1.7074 | 5.9617 | 9.2994
2 | 1.1937 | Zero | 8 | Low | High | In | High | DERBreakthrough | 645 | 28095.27 | 8.2453 | 28104.3535 | NewCT1-2 | 7.9453 | 1.9059 | 2.77 | 12.9211 | 1.7795 | 0.42481 | 5.9617 | 5.8192
2 | 1.1998 | Moderate | 2 | Mid | High | In | Mid | DERBreakthrough | 646 | 28095.27 | 4.3 | 28857.7231 | NY-2 | 4.3718 | 1.0487 | 3.192 | 8.5407 | 0.63365 | 0 | 5.9617 | 2.0721
2 | 1.0183 | Moderate | 4 | High | High | Out | Mid | LimitedEE | 647 | 30710.37 | 11.3648 | 30285.3822 | NewCT2-2 | 9.1193 | 2.1875 | 3.5329 | 17.0852 | 2.6592 | 1.485 | 5.9617 | 8.6959
2 | 1.1711 | Large | 4 | Mid | Mid | In | Low | DERBreakthrough | 648 | 28095.27 | 8.2453 | 28098.7836 | NewCT1-1 | 8.4767 | 2.0333 | 3.2599 | 13.5385 | 1.9078 | 0.57946 | 5.9617 | 6.2389
2 | 0.83924 | Zero | 4 | High | High | In | Mid | DERBreakthrough | 649 | 28095.27 | 2.9228 | 29255.3822 | CC-2 | 4.6919 | 1.1254 | 2.9879 | 7.0361 | 0.19813 | 0 | 5.9617 | 0.6479
2 | 1.182 | Moderate | 2 | Mid | Mid | Out | Low | DERBreakthrough | 650 | 28095.27 | 11.9435 | 27601.0722 | NewCT2-1 | 6.9937 | 1.6776 | 3.6879 | 17.3089 | 2.7058 | 1.5412 | 5.9617 | 8.8484
2 | 1.0546 | Moderate | 4 | Mid | Low | In | Low | Ref | 651 | 27856.5 | 8.2453 | 27862.7997 | NewCT1-2 | 8.0639 | 1.9343 | 3.258 | 13.4376 | 1.8864 | 0.55366 | 5.9617 | 6.1689
2 | 1.1117 | Zero | 4 | Low | Mid | In | Mid | AllOptions | 652 | 29266.38 | 9.5225 | 29080.2322 | ESR-4h-16 | 7.1896 | 1.7246 | 3.3293 | 14.5764 | 2.1278 | 0.84454 | 5.9617 | 6.9581
2 | 1.1966 | Large | 8 | Low | Mid | In | Mid | AllOptions | 653 | 29266.38 | 8.9953 | 29164.3133 | NewCT2-1 | 8.0199 | 1.9237 | 2.8418 | 13.7608 | 1.9574 | 0.63916 | 5.9617 | 6.4008
2 | 1.1366 | Moderate | 4 | Low | High | In | Mid | DERBreakthrough | 654 | 28095.27 | 7.7263 | 28178.1661 | ESR-4h-13 | 8.4552 | 2.0282 | 2.9162 | 12.6707 | 1.7255 | 0.35976 | 5.9617 | 5.6427
2 | 0.95843 | Large | 6 | High | Low | In | High | AllOptions | 655 | 29266.38 | 8.2453 | 29275.5468 | NewCT1-2 | 5.1378 | 1.2324 | 3.8666 | 13.3443 | 1.8632 | 0.5257 | 5.9617 | 6.093
2 | 0.81683 | Moderate | 2 | High | Low | In | Mid | DERBreakthrough | 656 | 28095.27 | 6.7821 | 28336.6643 | NY-5 | 8.9083 | 2.1368 | 3.4639 | 12.3828 | 1.6614 | 0.28243 | 5.9617 | 5.4329
2 | 0.9097 | Large | 6 | High | Low | In | Mid | Ref | 657 | 27856.5 | 5.5342 | 28336.6643 | CC-4 | 4.6078 | 1.1053 | 2.8386 | 9.4781 | 0.90867 | 0 | 5.9617 | 2.9715
2 | 0.95874 | Moderate | 6 | High | High | In | High | AllOptions | 658 | 29266.38 | 4.8933 | 29885.3822 | NY-2 | 4.5057 | 1.0808 | 2.3836 | 8.3577 | 0.58666 | 0 | 5.9617 | 1.9185
2 | 0.87467 | Large | 8 | Mid | Low | In | Mid | Ref | 659 | 27856.5 | 8.2453 | 27863.1922 | NewCT1-1 | 8.97 | 2.1517 | 3.105 | 13.5019 | 1.9009 | 0.57115 | 5.9617 | 6.2163
2 | 0.79836 | Zero | 4 | Mid | Mid | In | Low | Ref | 660 | 27856.5 | 7.8 | 27927.2326 | NY-2 | 9.6609 | 2.3174 | 2.236 | 12.3534 | 1.662 | 0.28317 | 5.9617 | 5.4349
2 | 1.0591 | Large | 4 | Mid | Low | In | High | DERBreakthrough | 661 | 28095.27 | 8.143 | 28111.0722 | CC-4 | 7.9275 | 1.9016 | 4.1872 | 14.2317 | 2.0498 | 0.75057 | 5.9617 | 6.7032
2 | 0.82665 | Large | 2 | High | Low | In | High | LimitedEE | 662 | 30710.37 | 13.6872 | 29406.6643 | NewCT2-1 | 11.4489 | 2.7463 | 4.4971 | 20.9305 | 3.47 | 2.4623 | 5.9617 | 11.3475
2 | 1.0711 | Zero | 4 | Mid | Low | In | Mid | AllOptions | 663 | 29266.38 | 9.3016 | 29111.0722 | NY-4 | 9.9012 | 2.375 | 3.4852 | 15.1618 | 2.2511 | 0.99324 | 5.9617 | 7.3616
2 | 1.1716 | Large | 6 | Low | Mid | In | High | Ref | 664 | 27856.5 | 8.2453 | 27858.6301 | NewCT1-1 | 10.0113 | 2.4014 | 3.6574 | 14.3041 | 2.0681 | 0.77265 | 5.9617 | 6.7631
2 | 0.79131 | Large | 8 | High | Low | In | Low | Ref | 665 | 27856.5 | 7.5148 | 27972.6643 | CC-4 | 6.9852 | 1.6755 | 2.4487 | 11.639 | 1.5091 | 0.098972 | 5.9617 | 4.9351
2 | 0.9764 | Moderate | 8 | High | Low | In | Mid | Ref | 666 | 27856.5 | 6.2959 | 28186.6643 | NY-4 | 6.1619 | 1.4781 | 3.2091 | 10.983 | 1.343 | 0 | 5.9617 | 4.3919
2 | 0.97867 | Zero | 8 | Mid | Mid | In | High | DERBreakthrough | 667 | 28095.27 | 7.8 | 28165.5564 | NY-2 | 6.9949 | 1.6779 | 3.0726 | 12.5505 | 1.6991 | 0.32796 | 5.9617 | 5.5565
2 | 0.89466 | Moderate | 8 | Mid | Mid | In | Low | DERBreakthrough | 668 | 28095.27 | 8.2453 | 28098.7836 | NewCT1-1 | 7.0908 | 1.7009 | 2.8931 | 12.8392 | 1.7614 | 0.40304 | 5.9617 | 5.7602
2 | 1.0029 | Zero | 2 | Low | High | In | Low | LimitedEE | 669 | 30710.37 | 10.8958 | 30343.7278 | ESR-4h-29 | 11.3565 | 2.7241 | 4.3719 | 17.9918 | 2.8469 | 1.7113 | 5.9617 | 9.3099
2 | 0.95033 | Zero | 2 | Low | Mid | Out | High | DERBreakthrough | 670 | 28095.27 | 9.3 | 27941.745 | NY-4 | 8.8976 | 2.1343 | 3.1375 | 14.5718 | 2.1279 | 0.84464 | 5.9617 | 6.9584
2 | 0.83513 | Zero | 8 | High | Low | In | Low | Ref | 671 | 27856.5 | 8.2453 | 27859.809 | NewCT1-1 | 10.3081 | 2.4726 | 2.6438 | 13.3617 | 1.8737 | 0.53839 | 5.9617 | 6.1274
2 | 0.88999 | Large | 8 | Mid | High | Out | Mid | Ref | 672 | 27856.5 | 6.2353 | 28198.0722 | CC-4 | 6.1335 | 1.4712 | 2.4439 | 10.1505 | 1.107 | 0 | 5.9617 | 3.6201
2 | 0.95978 | Moderate | 8 | High | High | Out | Mid | LimitedEE | 673 | 30710.37 | 8.9953 | 30603.4802 | NewCT2-1 | 9.3066 | 2.2324 | 3.0236 | 14.2513 | 2.0605 | 0.76341 | 5.9617 | 6.738
2 | 1.0245 | Large | 6 | High | Mid | In | Low | AllOptions | 674 | 29266.38 | 8.2453 | 29274.349 | NewCT1-2 | 8.9702 | 2.1517 | 3.1253 | 13.5223 | 1.9051 | 0.57623 | 5.9617 | 6.2301
2 | 0.85226 | Moderate | 8 | High | Low | In | Mid | LimitedEE | 675 | 30710.37 | 8.9953 | 30602.7935 | NewCT2-3 | 6.1545 | 1.4763 | 3.9742 | 14.4458 | 2.0964 | 0.80677 | 5.9617 | 6.8556
2 | 0.96885 | Zero | 4 | High | Low | In | Low | Ref | 676 | 27856.5 | 8.2453 | 27859.809 | NewCT1-1 | 9.1701 | 2.1996 | 3.5476 | 13.9926 | 2.0026 | 0.69369 | 5.9617 | 6.5488
2 | 1.125 | Zero | 2 | Mid | Mid | In | Low | LimitedEE | 677 | 30710.37 | 13.6872 | 29243.5722 | ESR-4h-26 | 8.6062 | 2.0644 | 2.3337 | 18.0852 | 2.8781 | 1.7489 | 5.9617 | 9.4119
2 | 1.1524 | Large | 6 | Low | High | In | Mid | DERBreakthrough | 678 | 28095.27 | 7.8799 | 28153.9615 | ESR-4h-13 | 8.1921 | 1.9651 | 3.6293 | 13.4743 | 1.8921 | 0.56054 | 5.9617 | 6.1875
2 | 0.92627 | Moderate | 4 | High | Low | In | High | Ref | 679 | 27856.5 | 5.3906 | 28366.6643 | NY-3 | 5.5395 | 1.3288 | 2.6236 | 9.343 | 0.87106 | 0 | 5.9617 | 2.8485
2 | 0.98492 | Large | 4 | High | Mid | In | Mid | LimitedEE | 680 | 30710.37 | 9.8559 | 30478.6643 | NewCT2-2 | 7.8343 | 1.8792 | 4.7609 | 16.496 | 2.5272 | 1.326 | 5.9617 | 8.2645
2 | 1.0282 | Zero | 4 | Mid | High | In | Low | LimitedEE | 681 | 30710.37 | 10.1 | 30447.5129 | NY-5 | 8.6484 | 2.0745 | 1.9542 | 14.1287 | 2.0404 | 0.73925 | 5.9617 | 6.6724
2 | 1.1909 | Large | 4 | Mid | High | Out | Mid | DERBreakthrough | 682 | 28095.27 | 7.5963 | 28198.0722 | CC-4 | 8.8697 | 2.1276 | 2.8144 | 12.5382 | 1.698 | 0.32657 | 5.9617 | 5.5527
2 | 1.2194 | Zero | 8 | Low | Low | In | Mid | LimitedEE | 683 | 30710.37 | 12.0069 | 30208.7322 | ESR-4h-17 | 14.1725 | 3.3996 | 3.5355 | 18.942 | 3.0533 | 1.96 | 5.9617 | 9.9847
2 | 1.0786 | Zero | 8 | High | High | In | Mid | LimitedEE | 684 | 30710.37 | 8.2453 | 30714.8253 | NewCT1-4 | 4.9371 | 1.1843 | 4.3222 | 13.7517 | 1.9472 | 0.62687 | 5.9617 | 6.3675
2 | 1.148 | Moderate | 4 | Low | High | In | Low | DERBreakthrough | 685 | 28095.27 | 7.8367 | 28159.71 | ESR-4h-16 | 5.1207 | 1.2283 | 3.2967 | 12.3617 | 1.6578 | 0.27816 | 5.9617 | 5.4213
2 | 0.8401 | Zero | 8 | High | Low | In | Mid | Ref | 686 | 27856.5 | 8.0508 | 27886.6643 | NY-2 | 4.9139 | 1.1787 | 1.8897 | 11.1192 | 1.3927 | 0 | 5.9617 | 4.5542
2 | 1.0767 | Moderate | 6 | Mid | High | In | High | AllOptions | 687 | 29266.38 | 6.3948 | 29578.0722 | NY-4 | 6.5429 | 1.5694 | 1.9361 | 9.9003 | 1.0382 | 0 | 5.9617 | 3.3952
2 | 0.87102 | Moderate | 2 | Mid | High | In | Mid | AllOptions | 688 | 29266.38 | 7.4209 | 29398.0722 | NY-5 | 6.8993 | 1.6549 | 3.9783 | 13.0542 | 1.801 | 0.45072 | 5.9617 | 5.8896
2 | 1.0875 | Large | 8 | Mid | Mid | In | Mid | Ref | 689 | 27856.5 | 5.1192 | 28425.0722 | CC-4 | 6.368 | 1.5275 | 3.9301 | 10.5768 | 1.2195 | 0 | 5.9617 | 3.988
2 | 0.95676 | Large | 4 | High | Mid | In | High | Ref | 690 | 27856.5 | 2.8875 | 29028.6643 | NY-3 | 3.2776 | 0.78621 | 3.3214 | 6.9952 | 0.18367 | 0 | 5.9617 | 0.60063
2 | 1.0563 | Zero | 4 | High | High | In | Mid | DERBreakthrough | 691 | 28095.27 | 2.9228 | 29255.3822 | CC-2 | 2.6853 | 0.64412 | 2.5261 | 6.093 | -0.072324 | 0 | 5.9617 | -0.23651
2 | 1.066 | Zero | 6 | Mid | High | In | Low | AllOptions | 692 | 29266.38 | 8.2453 | 29271.356 | NewCT1-2 | 8.8832 | 2.1308 | 2.5565 | 12.9327 | 1.7832 | 0.4292 | 5.9617 | 5.8312
2 | 1.2131 | Large | 4 | Mid | High | In | High | AllOptions | 693 | 29266.38 | 5.624 | 29728.0722 | CC-4 | 5.3309 | 1.2787 | 1.8518 | 8.7545 | 0.70602 | 0 | 5.9617 | 2.3088
2 | 1.0907 | Large | 8 | Low | Mid | In | High | Ref | 694 | 27856.5 | 8.2453 | 27858.6301 | NewCT1-1 | 6.7304 | 1.6144 | 3.5361 | 13.3959 | 1.876 | 0.54111 | 5.9617 | 6.1348
2 | 0.78822 | Large | 2 | High | Low | In | Low | Ref | 695 | 27856.5 | 7.5148 | 27972.6643 | CC-4 | 5.541 | 1.3291 | 3.7858 | 12.6297 | 1.712 | 0.34342 | 5.9617 | 5.5984
2 | 0.92283 | Moderate | 8 | Low | High | In | High | Ref | 696 | 27856.5 | 5.6508 | 28314.5634 | ESR-4h-14 | 6.7555 | 1.6205 | 3.09 | 10.3613 | 1.1633 | 0 | 5.9617 | 3.8043
2 | 0.83393 | Moderate | 2 | Mid | Mid | In | High | Ref | 697 | 27856.5 | 5 | 28451.636 | NY-3 | 4.9687 | 1.1918 | 3.6311 | 9.8229 | 1.0028 | 0 | 5.9617 | 3.2792
2 | 0.79559 | Zero | 6 | High | Mid | In | High | LimitedEE | 698 | 30710.37 | 8.9953 | 30606.0418 | NewCT2-2 | 5.9883 | 1.4364 | 3.6376 | 14.0693 | 2.0184 | 0.71273 | 5.9617 | 6.6005
2 | 0.86201 | Moderate | 4 | High | Mid | In | High | LimitedEE | 699 | 30710.37 | 8.9953 | 30608.2363 | NewCT2-2 | 6.9701 | 1.6719 | 3.8494 | 14.5166 | 2.1122 | 0.82572 | 5.9617 | 6.9071
2 | 0.94451 | Large | 4 | Low | Low | In | Mid | DERBreakthrough | 700 | 28095.27 | 8.2554 | 28093.761 | ESR-4h-18 | 4.8717 | 1.1686 | 3.4479 | 12.8719 | 1.7653 | 0.40766 | 5.9617 | 5.7727
2 | 0.88721 | Zero | 8 | Mid | Mid | In | Mid | Ref | 701 | 27856.5 | 7.8 | 27927.8013 | NY-2 | 7.9986 | 1.9186 | 3.1643 | 12.883 | 1.7692 | 0.4124 | 5.9617 | 5.7856
2 | 1.0294 | Large | 6 | Low | Low | In | Mid | LimitedEE | 702 | 30710.37 | 11.3305 | 30290.0156 | ESR-4h-26 | 7.6576 | 1.8368 | 2.9197 | 16.087 | 2.4507 | 1.2338 | 5.9617 | 8.0142
2 | 1.0132 | Large | 4 | Low | High | In | Mid | Ref | 703 | 27856.5 | 6.528 | 28145.4066 | ESR-4h-13 | 8.7306 | 2.0942 | 2.0571 | 10.6793 | 1.2636 | 0 | 5.9617 | 4.1322
2 | 0.98333 | Zero | 4 | Mid | High | Out | Low | LimitedEE | 704 | 30710.37 | 13.6872 | 29996.7683 | ESR-4h-29 | 8.4101 | 2.0173 | 3.6044 | 19.3089 | 3.1308 | 2.0534 | 5.9617 | 10.2382
2 | 1.0092 | Moderate | 6 | Low | Mid | In | Mid | LimitedEE | 705 | 30710.37 | 9.5478 | 30520.7322 | ESR-4h-21 | 9.5275 | 2.2854 | 3.4126 | 15.2458 | 2.2694 | 1.0152 | 5.9617 | 7.4212
2 | 1.0317 | Moderate | 6 | Low | Mid | In | High | LimitedEE | 706 | 30710.37 | 9.4471 | 30534.7987 | ESR-4h-19 | 5.4547 | 1.3084 | 3.8547 | 14.6102 | 2.132 | 0.84964 | 5.9617 | 6.9719
2 | 1.011 | Large | 6 | Low | Mid | In | High | Ref | 707 | 27856.5 | 7.9355 | 27905.8936 | ESR-4h-15 | 7.8165 | 1.875 | 3.3219 | 13.1323 | 1.8213 | 0.47513 | 5.9617 | 5.9558
2 | 1.0229 | Zero | 8 | High | Mid | In | Low | DERBreakthrough | 708 | 28095.27 | 7.8 | 28165.8671 | NY-2 | 8.1395 | 1.9524 | 3.2693 | 13.0217 | 1.7981 | 0.4472 | 5.9617 | 5.88
2 | 1.2306 | Large | 8 | Low | High | In | Low | Ref | 709 | 27856.5 | 8.2453 | 27865.4175 | NewCT1-2 | 9.6744 | 2.3206 | 3.4261 | 13.9919 | 2.0032 | 0.69435 | 5.9617 | 6.5506
2 | 0.82852 | Moderate | 2 | Mid | High | In | Low | DERBreakthrough | 710 | 28095.27 | 5 | 28691.7985 | NY-3 | 6.3855 | 1.5317 | 2.7147 | 9.2464 | 0.84232 | 0 | 5.9617 | 2.7545
2 | 1.1258 | Zero | 2 | Mid | Mid | In | Low | DERBreakthrough | 711 | 28095.27 | 8.6 | 28043.1255 | NY-3 | 5.5918 | 1.3413 | 2.3053 | 12.2467 | 1.6389 | 0.2554 | 5.9617 | 5.3596
2 | 0.91026 | Zero | 6 | High | Low | In | Mid | LimitedEE | 712 | 30710.37 | 10.1 | 30447.2003 | NY-5 | 7.9673 | 1.9111 | 3.3016 | 15.3127 | 2.2842 | 1.0331 | 5.9617 | 7.4697
2 | 0.77362 | Moderate | 2 | Mid | Mid | In | Low | DERBreakthrough | 713 | 28095.27 | 7.1224 | 28277.8985 | ESR-4h-24 | 6.8777 | 1.6498 | 3.6148 | 12.387 | 1.6614 | 0.28249 | 5.9617 | 5.4331
2 | 1.0208 | Large | 8 | Mid | Low | In | Low | Ref | 714 | 27856.5 | 8.2453 | 27862.7997 | NewCT1-2 | 6.6362 | 1.5918 | 3.6721 | 13.5092 | 1.8993 | 0.56919 | 5.9617 | 6.211
2 | 1.1509 | Moderate | 4 | Mid | Low | In | Mid | LimitedEE | 715 | 30710.37 | 13.6872 | 29615.0722 | ESR-4h-25 | 13.4409 | 3.2241 | 2.4278 | 19.339 | 3.1438 | 2.0691 | 5.9617 | 10.2806
2 | 1.1646 | Large | 4 | Mid | Low | Out | High | Ref | 716 | 27856.5 | 8.9953 | 27752.363 | NewCT2-1 | 10.0364 | 2.4074 | 2.4759 | 13.8786 | 1.9844 | 0.67175 | 5.9617 | 6.4893
2 | 1.1602 | Large | 4 | Mid | Mid | Out | Mid | LimitedEE | 717 | 30710.37 | 13.6872 | 29147.5722 | ESR-4h-26 | 14.9399 | 3.5837 | 3.0164 | 20.2872 | 3.3418 | 2.3077 | 5.9617 | 10.9281
2 | 1.0996 | Zero | 2 | Mid | High | In | Low | Ref | 718 | 27856.5 | 5.7929 | 28284.0722 | CC-4 | 4.4855 | 1.0759 | 4.0256 | 10.8944 | 1.311 | 0 | 5.9617 | 4.2873
2 | 0.9358 | Large | 6 | High | Low | In | Low | Ref | 719 | 27856.5 | 7.5148 | 27972.6643 | CC-4 | 8.6424 | 2.0731 | 3.5271 | 13.115 | 1.8164 | 0.46931 | 5.9617 | 5.94
2 | 1.1216 | Moderate | 8 | Low | Low | In | Mid | LimitedEE | 720 | 30710.37 | 10.6772 | 30371.7487 | ESR-4h-19 | 8.4451 | 2.0257 | 2.5495 | 15.2524 | 2.2756 | 1.0227 | 5.9617 | 7.4416
2 | 1.0805 | Large | 6 | Low | Mid | In | High | DERBreakthrough | 721 | 28095.27 | 8.2453 | 28103.3825 | NewCT1-1 | 5.2613 | 1.262 | 2.6971 | 12.2044 | 1.6278 | 0.24194 | 5.9617 | 5.3231
2 | 1.0697 | Moderate | 6 | High | Mid | In | High | Ref | 722 | 27856.5 | 3.8726 | 28728.6643 | NY-1 | 2.1737 | 0.52141 | 2.3598 | 6.7538 | 0.1209 | 0 | 5.9617 | 0.39536
2 | 1.0084 | Moderate | 2 | Low | Low | In | Mid | DERBreakthrough | 723 | 28095.27 | 8.9953 | 27984.1051 | NewCT2-1 | 5.0498 | 1.2113 | 3.201 | 13.4076 | 1.8804 | 0.54637 | 5.9617 | 6.1491
2 | 1.1394 | Large | 8 | Mid | High | In | Low | LimitedEE | 724 | 30710.37 | 8.9953 | 30605.7487 | NewCT2-1 | 7.1525 | 1.7157 | 3.318 | 14.0289 | 2.0116 | 0.70455 | 5.9617 | 6.5783
2 | 0.79349 | Moderate | 8 | High | Low | In | Low | DERBreakthrough | 725 | 28095.27 | 8.2453 | 28104.245 | NewCT1-1 | 8.0474 | 1.9303 | 2.6309 | 12.8065 | 1.756 | 0.39644 | 5.9617 | 5.7423
2 | 1.2284 | Zero | 4 | Mid | High | In | Mid | Ref | 726 | 27856.5 | 4.1776 | 28648.0722 | CC-4 | 2.7555 | 0.66096 | 3.6673 | 8.5059 | 0.61991 | 0 | 5.9617 | 2.0272
2 | 1.2258 | Zero | 8 | Low | Low | In | Low | LimitedEE | 727 | 30710.37 | 12.3914 | 30164.2322 | ESR-4h-20 | 8.1401 | 1.9526 | 3.0749 | 17.4189 | 2.7326 | 1.5735 | 5.9617 | 8.9359
2 | 0.99989 | Moderate | 6 | Mid | Mid | Out | Mid | LimitedEE | 728 | 30710.37 | 12.9614 | 30100.0504 | ESR-4h-28 | 11.4393 | 2.744 | 4.8285 | 20.5339 | 3.384 | 2.3586 | 5.9617 | 11.0662
2 | 1.1836 | Moderate | 2 | Low | High | In | Mid | Ref | 729 | 27856.5 | 8.1827 | 27867.5245 | ESR-4h-11 | 9.0261 | 2.1651 | 2.3619 | 12.7098 | 1.7369 | 0.3735 | 5.9617 | 5.68
2 | 1.0866 | Moderate | 4 | Mid | Mid | In | Mid | DERBreakthrough | 730 | 28095.27 | 6.5 | 28388.864 | NY-5 | 7.8433 | 1.8814 | 3.1919 | 11.5733 | 1.491 | 0.077157 | 5.9617 | 4.876
2 | 0.96697 | Large | 6 | High | Low | Out | High | AllOptions | 731 | 29266.38 | 8.9953 | 29164.1094 | NewCT2-2 | 8.0181 | 1.9233 | 2.2382 | 13.1568 | 1.8325 | 0.48868 | 5.9617 | 5.9926
2 | 0.96901 | Zero | 8 | Mid | Low | In | High | AllOptions | 732 | 29266.38 | 8.6 | 29214.286 | NY-3 | 6.7598 | 1.6215 | 3.2361 | 13.4576 | 1.8908 | 0.55892 | 5.9617 | 6.1831
2 | 1.0298 | Zero | 6 | High | Mid | In | Low | Ref | 733 | 27856.5 | 7.1451 | 28034.6643 | NY-1 | 8.8382 | 2.12 | 3.4811 | 12.7463 | 1.7384 | 0.37529 | 5.9617 | 5.6849
2 | 1.0401 | Zero | 8 | Low | High | In | Mid | DERBreakthrough | 734 | 28095.27 | 7.8 | 28166.5534 | NY-2 | 6.5781 | 1.5779 | 3.4503 | 12.8282 | 1.756 | 0.39647 | 5.9617 | 5.7424
2 | 0.94932 | Zero | 2 | High | Low | Out | High | DERBreakthrough | 735 | 28095.27 | 9.3 | 27941.2883 | NY-4 | 7.7524 | 1.8596 | 4.2433 | 15.4029 | 2.2981 | 1.0498 | 5.9617 | 7.5151
2 | 1.1454 | Moderate | 4 | Low | Low | In | Low | Ref | 736 | 27856.5 | 8.9953 | 27752.7377 | NewCT2-2 | 11.9111 | 2.8571 | 3.1453 | 14.9977 | 2.2182 | 0.95355 | 5.9617 | 7.2539
2 | 1.1248 | Moderate | 8 | Low | High | Out | High | LimitedEE | 737 | 30710.37 | 8.9953 | 30607.9541 | NewCT2-4 | 11.3588 | 2.7247 | 2.8658 | 14.5857 | 2.1323 | 0.85004 | 5.9617 | 6.973
2 | 0.7727 | Large | 4 | High | Mid | In | Low | Ref | 738 | 27856.5 | 4.2302 | 28634.6643 | CC-4 | 5.0296 | 1.2065 | 3.3322 | 8.7688 | 0.69884 | 0 | 5.9617 | 2.2853
2 | 1.0236 | Moderate | 6 | Low | High | In | High | AllOptions | 739 | 29266.38 | 8.2453 | 29276.0563 | NewCT1-1 | 6.0965 | 1.4624 | 3.65 | 13.3576 | 1.8673 | 0.53057 | 5.9617 | 6.1062
2 | 1.0429 | Moderate | 6 | High | Mid | In | High | DERBreakthrough | 740 | 28095.27 | 4.3 | 28856.818 | NY-2 | 3.5936 | 0.86199 | 3.2088 | 8.3708 | 0.58416 | 0 | 5.9617 | 1.9103
2 | 0.81237 | Moderate | 6 | High | Mid | In | Mid | AllOptions | 741 | 29266.38 | 8.2453 | 29274.0634 | NewCT1-1 | 5.6496 | 1.3552 | 3.303 | 12.9034 | 1.7728 | 0.41671 | 5.9617 | 5.7973
2 | 1.1413 | Large | 8 | Low | High | Out | Low | DERBreakthrough | 742 | 28095.27 | 8.2453 | 28103.4701 | NewCT1-3 | 9.9105 | 2.3772 | 3.4123 | 14.0348 | 2.0123 | 0.70541 | 5.9617 | 6.5806
2 | 1.1954 | Large | 2 | Mid | High | Out | Low | DERBreakthrough | 743 | 28095.27 | 8.2453 | 28103.2627 | NewCT1-1 | 5.3298 | 1.2785 | 3.9723 | 13.4961 | 1.8948 | 0.56381 | 5.9617 | 6.1964
2 | 1.0905 | Moderate | 2 | Low | Mid | Out | Mid | AllOptions | 744 | 29266.38 | 13.6872 | 28460.2322 | ESR-4h-28 | 8.4226 | 2.0204 | 3.5328 | 19.2403 | 3.1166 | 2.0364 | 5.9617 | 10.1919
2 | 0.9502 | Moderate | 6 | High | High | In | High | LimitedEE | 745 | 30710.37 | 8.2453 | 30710.9334 | NewCT1-2 | 10.7161 | 2.5705 | 2.0493 | 12.8651 | 1.7716 | 0.41534 | 5.9617 | 5.7935
2 | 0.7648 | Moderate | 8 | Mid | High | In | High | Ref | 746 | 27856.5 | 3.0378 | 28978.0722 | CC-3 | 4.8433 | 1.1618 | 3.9082 | 8.1078 | 0.50242 | 0 | 5.9617 | 1.643
2 | 1.0762 | Moderate | 6 | Mid | High | In | Low | Ref | 747 | 27856.5 | 4.4329 | 28584.0722 | NY-2 | 7.0956 | 1.702 | 3.1065 | 9.2415 | 0.83789 | 0 | 5.9617 | 2.74
2 | 1.1518 | Large | 4 | Mid | Mid | In | High | DERBreakthrough | 748 | 28095.27 | 4.7162 | 28755.0722 | CC-4 | 6.5076 | 1.561 | 3.8254 | 10.1025 | 1.0825 | 0 | 5.9617 | 3.5401
2 | 1.1477 | Zero | 4 | Mid | High | In | High | LimitedEE | 749 | 30710.37 | 8.9953 | 30604.2261 | NewCT2-2 | 8.043 | 1.9293 | 2.3567 | 13.2813 | 1.8583 | 0.51974 | 5.9617 | 6.0768
2 | 0.77535 | Moderate | 2 | High | High | In | Low | LimitedEE | 750 | 30710.37 | 10.5959 | 30381.3822 | NewCT2-1 | 7.1144 | 1.7066 | 2.9523 | 15.2548 | 2.2739 | 1.0206 | 5.9617 | 7.4359
2 | 0.94847 | Zero | 8 | Mid | High | In | Mid | Ref | 751 | 27856.5 | 4.1776 | 28648.0722 | CC-4 | 3.3488 | 0.80328 | 2.2778 | 7.2587 | 0.26822 | 0 | 5.9617 | 0.87714
2 | 1.0887 | Moderate | 8 | Low | Mid | In | Low | DERBreakthrough | 752 | 28095.27 | 8.2453 | 28104.8495 | NewCT1-3 | 8.908 | 2.1368 | 2.9657 | 13.3477 | 1.869 | 0.53264 | 5.9617 | 6.1118
2 | 0.85381 | Zero | 6 | Mid | Low | Out | Low | LimitedEE | 753 | 30710.37 | 13.6872 | 29078.1915 | NY-5 | 13.2931 | 3.1886 | 3.1727 | 20.0484 | 3.2902 | 2.2455 | 5.9617 | 10.7594
2 | 0.81666 | Zero | 4 | High | Low | In | Low | DERBreakthrough | 754 | 28095.27 | 8.2453 | 28105.013 | NewCT1-2 | 8.9624 | 2.1498 | 3.2695 | 13.6646 | 1.9345 | 0.61167 | 5.9617 | 6.3263
2 | 1.0654 | Moderate | 6 | Low | Mid | In | Mid | DERBreakthrough | 755 | 28095.27 | 8.2453 | 28104.7239 | NewCT1-2 | 9.3233 | 2.2364 | 3.57 | 14.0517 | 2.015 | 0.70867 | 5.9617 | 6.5895
2 | 1.0524 | Moderate | 2 | Low | High | In | Low | Ref | 756 | 27856.5 | 6.9083 | 28077.3478 | ESR-4h-15 | 4.8227 | 1.1568 | 2.3995 | 10.4647 | 1.1986 | 0 | 5.9617 | 3.9197
2 | 1.2216 | Zero | 2 | Mid | Low | In | High | DERBreakthrough | 757 | 28095.27 | 8.6 | 28042.0001 | NY-3 | 10.1091 | 2.4249 | 3.9646 | 14.9895 | 2.2119 | 0.94594 | 5.9617 | 7.2333
2 | 1.0615 | Zero | 6 | High | Mid | In | Mid | Ref | 758 | 27856.5 | 5.9721 | 28248.6643 | CC-4 | 6.798 | 1.6307 | 2.5023 | 10.1051 | 1.0934 | 0 | 5.9617 | 3.5755
2 | 0.88998 | Moderate | 6 | High | High | Out | Low | Ref | 759 | 27856.5 | 5.8 | 28283.0355 | NY-4 | 7.6719 | 1.8403 | 3.9641 | 11.6044 | 1.4933 | 0.079908 | 5.9617 | 4.8834
2 | 0.89167 | Moderate | 4 | High | Low | In | Low | Ref | 760 | 27856.5 | 7.5148 | 27972.6643 | NY-5 | 7.1785 | 1.7219 | 3.473 | 12.7097 | 1.7307 | 0.36601 | 5.9617 | 5.6597
2 | 1.0146 | Large | 4 | Mid | Mid | In | Mid | Ref | 761 | 27856.5 | 5.1192 | 28425.0722 | CC-4 | 5.6999 | 1.3672 | 3.2945 | 9.7809 | 0.99316 | 0 | 5.9617 | 3.2478
2 | 1.1787 | Zero | 8 | Low | Mid | In | Low | LimitedEE | 762 | 30710.37 | 10.5646 | 30386.2074 | ESR-4h-17 | 10.0676 | 2.4149 | 3.2851 | 16.2646 | 2.4864 | 1.2767 | 5.9617 | 8.1308
2 | 1.216 | Large | 8 | Mid | High | In | High | DERBreakthrough | 763 | 28095.27 | 2.4497 | 29428.0722 | NY-3 | 4.2126 | 1.0105 | 2.3008 | 5.761 | -0.16705 | 0 | 5.9617 | -0.54628
2 | 0.79699 | Zero | 6 | Mid | Low | Out | Low | LimitedEE | 764 | 30710.37 | 13.6872 | 29078.1915 | NY-5 | 10.2174 | 2.4509 | 3.6505 | 19.7886 | 3.2324 | 2.1758 | 5.9617 | 10.5703
2 | 0.98732 | Moderate | 6 | High | High | In | Mid | DERBreakthrough | 765 | 28095.27 | 2.9228 | 29255.3822 | CC-2 | 4.9805 | 1.1947 | 3.1642 | 7.2816 | 0.2681 | 0 | 5.9617 | 0.87671
2 | 1.1625 | Large | 6 | Mid | Low | Out | Mid | AllOptions | 766 | 29266.38 | 11.6994 | 28801.0722 | NewCT2-3 | 8.7472 | 2.0982 | 3.6921 | 17.4897 | 2.7441 | 1.5874 | 5.9617 | 8.9738
2 | 1.0872 | Zero | 2 | Low | High | In | Low | DERBreakthrough | 767 | 28095.27 | 8.2453 | 28103.8759 | NewCT1-1 | 9.1667 | 2.1988 | 3.5052 | 13.9493 | 1.9937 | 0.68291 | 5.9617 | 6.5196
2 | 0.87091 | Moderate | 2 | High | Mid | In | Low | LimitedEE | 768 | 30710.37 | 13.6872 | 29374.6643 | NewCT2-1 | 13.0977 | 3.1418 | 3.688 | 20.5169 | 3.3868 | 2.3619 | 5.9617 | 11.0752
2 | 1.0718 | Zero | 6 | Low | High | Out | Mid | AllOptions | 769 | 29266.38 | 8.9953 | 29162.1555 | NewCT2-2 | 5.9679 | 1.4315 | 3.4485 | 13.8753 | 1.9783 | 0.66436 | 5.9617 | 6.4692
2 | 1.0543 | Moderate | 6 | Low | Mid | In | Low | Ref | 770 | 27856.5 | 8.2453 | 27858.963 | NewCT1-2 | 10.5351 | 2.5271 | 3.1465 | 13.9188 | 1.9892 | 0.67753 | 5.9617 | 6.5049
2 | 1.197 | Moderate | 2 | Mid | Low | Out | High | DERBreakthrough | 771 | 28095.27 | 11.5233 | 27651.0722 | NewCT2-1 | 11.8793 | 2.8495 | 3.872 | 18.2448 | 2.9034 | 1.7794 | 5.9617 | 9.4947
2 | 1.0787 | Zero | 4 | High | Low | In | High | Ref | 772 | 27856.5 | 7.1 | 28043.2957 | NY-1 | 5.9326 | 1.4231 | 2.8383 | 11.3613 | 1.448 | 0.025306 | 5.9617 | 4.7353
2 | 1.1424 | Zero | 8 | Low | Low | Out | Low | DERBreakthrough | 773 | 28095.27 | 8.9953 | 27984.5283 | NewCT2-4 | 8.4951 | 2.0377 | 3.6603 | 14.6933 | 2.1507 | 0.87221 | 5.9617 | 7.0332
2 | 1.0802 | Zero | 2 | Mid | Low | In | High | Ref | 774 | 27856.5 | 8.2453 | 27866.3266 | NewCT1-1 | 9.827 | 2.3572 | 2.9346 | 13.5371 | 1.9093 | 0.58129 | 5.9617 | 6.2438
2 | 1.0185 | Zero | 2 | High | Low | In | Low | LimitedEE | 775 | 30710.37 | 13.6872 | 28712.6643 | NY-5 | 12.1894 | 2.9239 | 3.6654 | 20.2765 | 3.3359 | 2.3005 | 5.9617 | 10.9087
2 | 1.2318 | Moderate | 8 | Mid | High | Out | Mid | DERBreakthrough | 776 | 28095.27 | 7.5963 | 28198.0722 | NY-5 | 5.5872 | 1.3402 | 3.8723 | 12.8088 | 1.7495 | 0.38867 | 5.9617 | 5.7212
2 | 0.91896 | Zero | 8 | High | Mid | In | Mid | DERBreakthrough | 777 | 28095.27 | 7.1 | 28282.3354 | NY-1 | 5.3631 | 1.2865 | 2.1736 | 10.56 | 1.2281 | 0 | 5.9617 | 4.0159
2 | 1.0425 | Moderate | 6 | High | High | In | Mid | Ref | 778 | 27856.5 | 2.2862 | 29255.3822 | CC-2 | 4.362 | 1.0463 | 3.7539 | 7.0864 | 0.20687 | 0 | 5.9617 | 0.6765
2 | 0.77305 | Large | 8 | High | High | In | High | Ref | 779 | 27856.5 | 1.5 | 29643.2713 | NY-2 | 2.7345 | 0.65592 | 3.0411 | 5.197 | -0.33656 | 0 | 5.9617 | -1.1006
2 | 0.79674 | Large | 6 | High | High | Out | Mid | AllOptions | 780 | 29266.38 | 8.2453 | 29273.982 | NewCT1-2 | 4.733 | 1.1353 | 3.5678 | 12.9484 | 1.7808 | 0.42642 | 5.9617 | 5.8236
2 | 1.0927 | Moderate | 6 | Low | High | Out | Mid | Ref | 781 | 27856.5 | 8.2453 | 27859.028 | NewCT1-2 | 8.0396 | 1.9285 | 2.9568 | 13.1305 | 1.8229 | 0.47713 | 5.9617 | 5.9612
2 | 1.1494 | Large | 4 | Low | High | In | Mid | LimitedEE | 782 | 30710.37 | 10.1949 | 30434.3458 | ESR-4h-19 | 9.7233 | 2.3323 | 3.6736 | 16.2008 | 2.4706 | 1.2578 | 5.9617 | 8.0794
2 | 1.1187 | Moderate | 6 | Mid | Mid | In | Mid | AllOptions | 783 | 29266.38 | 8.2453 | 29274.499 | NewCT1-3 | 5.8961 | 1.4143 | 3.4397 | 13.0993 | 1.8136 | 0.46589 | 5.9617 | 5.9307
2 | 0.88175 | Large | 6 | Mid | Mid | In | Mid | LimitedEE | 784 | 30710.37 | 8.9953 | 30606.9032 | NewCT2-2 | 6.6066 | 1.5847 | 3.5265 | 14.1065 | 2.0269 | 0.72299 | 5.9617 | 6.6283
2 | 0.91976 | Moderate | 8 | Low | Low | Out | Low | AllOptions | 785 | 29266.38 | 9.5271 | 29080.0653 | ESR-4h-22 | 9.8142 | 2.3542 | 3.5201 | 15.4014 | 2.3018 | 1.0543 | 5.9617 | 7.5273
2 | 0.84034 | Zero | 2 | High | High | In | Mid | Ref | 786 | 27856.5 | 2.2862 | 29255.3822 | CC-2 | 4.3631 | 1.0466 | 3.1195 | 6.4523 | 0.027498 | 0 | 5.9617 | 0.089921
2 | 1.2269 | Large | 8 | Low | High | Out | Mid | LimitedEE | 787 | 30710.37 | 10.2766 | 30422.7322 | NewCT2-4 | 8.2512 | 1.9792 | 3.6364 | 15.8923 | 2.4054 | 1.1791 | 5.9617 | 7.8659
2 | 0.87366 | Zero | 4 | Mid | High | Out | Low | Ref | 788 | 27856.5 | 8.2453 | 27864.6711 | NewCT1-2 | 6.5563 | 1.5727 | 3.5715 | 13.3895 | 1.8745 | 0.53924 | 5.9617 | 6.1297
2 | 0.76984 | Zero | 2 | Mid | Low | In | High | AllOptions | 789 | 29266.38 | 8.9953 | 29158.0459 | NewCT2-1 | 4.9315 | 1.1829 | 2.5463 | 12.7245 | 1.739 | 0.37602 | 5.9617 | 5.6869
2 | 1.0678 | Moderate | 8 | Mid | Mid | In | Mid | DERBreakthrough | 790 | 28095.27 | 6.5 | 28388.864 | NY-5 | 5.7343 | 1.3755 | 3.8774 | 11.7529 | 1.5253 | 0.11849 | 5.9617 | 4.9881
2 | 1.2075 | Zero | 4 | Low | High | In | Low | LimitedEE | 791 | 30710.37 | 11.631 | 30253.2322 | ESR-4h-20 | 12.6227 | 3.0278 | 3.17 | 17.8289 | 2.8191 | 1.6777 | 5.9617 | 9.2188
2 | 0.88657 | Moderate | 6 | High | Mid | In | Mid | LimitedEE | 792 | 30710.37 | 8.9953 | 30607.3412 | NewCT2-2 | 9.6648 | 2.3183 | 3.5546 | 14.8682 | 2.1884 | 0.91766 | 5.9617 | 7.1565
2 | 0.89955 | Moderate | 6 | Mid | High | In | High | LimitedEE | 793 | 30710.37 | 8.2453 | 30719.1317 | NewCT1-3 | 9.3995 | 2.2547 | 4.5301 | 15.03 | 2.2173 | 0.9525 | 5.9617 | 7.2511
2 | 1.0942 | Large | 6 | Low | High | Out | Low | Ref | 794 | 27856.5 | 8.2453 | 27858.427 | NewCT1-3 | 5.0448 | 1.2101 | 3.9279 | 13.3833 | 1.8711 | 0.53525 | 5.9617 | 6.1189
2 | 1.0363 | Large | 6 | High | Low | Out | Mid | LimitedEE | 795 | 30710.37 | 13.6872 | 29356.6643 | NewCT2-3 | 7.6638 | 1.8383 | 3.499 | 19.0245 | 3.071 | 1.9814 | 5.9617 | 10.0427
2 | 0.91216 | Moderate | 6 | Mid | Low | In | Low | Ref | 796 | 27856.5 | 8.2453 | 27862.7997 | NewCT1-2 | 6.8954 | 1.654 | 4.1399 | 14.0392 | 2.0092 | 0.70164 | 5.9617 | 6.5704
2 | 1.1038 | Moderate | 2 | Mid | High | In | High | DERBreakthrough | 797 | 28095.27 | 3.5 | 29074.8803 | NY-1 | 6.87 | 1.6479 | 2.4724 | 7.6204 | 0.37179 | 0 | 5.9617 | 1.2158
2 | 1.2289 | Large | 6 | Low | Mid | Out | Mid | LimitedEE | 798 | 30710.37 | 13.6872 | 29320.7322 | ESR-4h-21 | 11.8353 | 2.839 | 4.0299 | 20.556 | 3.3931 | 2.3696 | 5.9617 | 11.0961
2 | 1.0727 | Large | 6 | High | High | In | High | AllOptions | 799 | 29266.38 | 3.7034 | 30185.3822 | CC-3 | 5.7439 | 1.3778 | 2.7692 | 7.8504 | 0.43635 | 0 | 5.9617 | 1.4269
2 | 0.86358 | Moderate | 8 | Mid | Mid | In | Mid | AllOptions | 800 | 29266.38 | 8.2453 | 29274.499 | NewCT1-3 | 11.1629 | 2.6777 | 4.2126 | 15.1355 | 2.2415 | 0.98163 | 5.9617 | 7.3301
2 | 0.82672 | Moderate | 4 | Mid | Low | In | Low | LimitedEE | 801 | 30710.37 | 13.6872 | 29538.1915 | ESR-4h-28 | 11.9431 | 2.8648 | 3.9708 | 20.5228 | 3.3864 | 2.3615 | 5.9617 | 11.0742
2 | 1.1574 | Large | 2 | Low | High | In | Low | AllOptions | 802 | 29266.38 | 9.668 | 29060.8244 | ESR-4h-17 | 13.5739 | 3.256 | 2.4992 | 15.4231 | 2.3121 | 1.0667 | 5.9617 | 7.561
2 | 0.78185 | Zero | 2 | High | High | In | Low | DERBreakthrough | 803 | 28095.27 | 4.16 | 28891.3822 | CC-4 | 5.5763 | 1.3376 | 3.1701 | 8.6677 | 0.67071 | 0 | 5.9617 | 2.1933
2 | 0.82514 | Large | 8 | Mid | Mid | In | Low | Ref | 804 | 27856.5 | 6.9918 | 28061.0722 | CC-4 | 8.5782 | 2.0577 | 3.7896 | 12.839 | 1.7564 | 0.39694 | 5.9617 | 5.7436
2 | 1.194 | Large | 6 | Mid | Low | In | Mid | DERBreakthrough | 805 | 28095.27 | 8.2453 | 28100.1088 | NewCT1-1 | 5.5341 | 1.3275 | 1.451 | 11.0237 | 1.3683 | 0 | 5.9617 | 4.4745
2 | 0.82662 | Moderate | 6 | Mid | High | In | High | DERBreakthrough | 806 | 28095.27 | 3.5 | 29074.8803 | NY-1 | 4.9363 | 1.1841 | 4.1176 | 8.8017 | 0.70239 | 0 | 5.9617 | 2.2969
2 | 1.028 | Zero | 2 | High | Mid | In | Low | LimitedEE | 807 | 30710.37 | 13.6872 | 29374.6643 | NY-5 | 9.5041 | 2.2798 | 3.0171 | 18.9841 | 3.0651 | 1.9743 | 5.9617 | 10.0234
2 | 1.132 | Moderate | 2 | Low | Mid | In | Mid | AllOptions | 808 | 29266.38 | 10.8186 | 28909.6201 | ESR-4h-20 | 8.7495 | 2.0987 | 3.028 | 15.9454 | 2.42 | 1.1968 | 5.9617 | 7.9139
2 | 0.83979 | Zero | 4 | High | Low | In | Low | Ref | 809 | 27856.5 | 8.2453 | 27859.809 | NewCT1-1 | 5.3305 | 1.2786 | 2.9618 | 12.4857 | 1.686 | 0.31212 | 5.9617 | 5.5135
2 | 0.83132 | Large | 8 | Mid | High | Out | Low | AllOptions | 810 | 29266.38 | 8.2453 | 29272.9037 | NewCT1-3 | 10.1399 | 2.4323 | 3.4799 | 14.1574 | 2.038 | 0.73632 | 5.9617 | 6.6645
2 | 1.1128 | Zero | 2 | Mid | High | Out | Low | AllOptions | 811 | 29266.38 | 12.7028 | 28685.2966 | ESR-4h-23 | 10.407 | 2.4963 | 3.5974 | 18.7966 | 3.0221 | 1.9224 | 5.9617 | 9.8827
2 | 1.0204 | Zero | 4 | Mid | Mid | Out | High | Ref | 812 | 27856.5 | 8.3199 | 27845.0722 | NewCT1-2 | 8.8158 | 2.1147 | 3.9291 | 14.3636 | 2.0792 | 0.78605 | 5.9617 | 6.7994
2 | 1.0533 | Zero | 2 | Mid | Mid | Out | High | LimitedEE | 813 | 30710.37 | 13.6872 | 28737.5722 | ESR-4h-26 | 10.5955 | 2.5416 | 2.1751 | 18.4038 | 2.9467 | 1.8315 | 5.9617 | 9.636
2 | 1.09 | Zero | 6 | Low | High | In | High | Ref | 814 | 27856.5 | 7.2738 | 28014.5079 | ESR-4h-14 | 6.7361 | 1.6158 | 2.6081 | 11.4977 | 1.4783 | 0.061736 | 5.9617 | 4.8341
2 | 0.87266 | Large | 2 | Mid | High | In | High | LimitedEE | 815 | 30710.37 | 8.7522 | 30634.2568 | ESR-4h-28 | 9.4359 | 2.2634 | 2.9656 | 13.9811 | 2.0034 | 0.69469 | 5.9617 | 6.5515
2 | 1.1579 | Zero | 6 | Low | Mid | In | High | Ref | 816 | 27856.5 | 8.2453 | 27864.5461 | NewCT1-2 | 8.9139 | 2.1382 | 2.0732 | 12.4567 | 1.6848 | 0.3107 | 5.9617 | 5.5096
2 | 1.0555 | Large | 4 | Low | Mid | In | High | LimitedEE | 817 | 30710.37 | 11.7601 | 30238.3384 | ESR-4h-23 | 10.3062 | 2.4722 | 3.0716 | 17.3038 | 2.7082 | 1.544 | 5.9617 | 8.8561
2 | 1.0851 | Zero | 8 | Mid | Low | In | Mid | AllOptions | 818 | 29266.38 | 8.9953 | 29164.2857 | NewCT2-1 | 7.684 | 1.8432 | 4.0337 | 14.8722 | 2.1866 | 0.91546 | 5.9617 | 7.1505
2 | 0.89583 | Zero | 4 | High | Mid | In | Mid | Ref | 819 | 27856.5 | 5.9721 | 28248.6643 | CC-4 | 4.6678 | 1.1197 | 2.9381 | 10.0299 | 1.0682 | 0 | 5.9617 | 3.4932
2 | 0.92826 | Moderate | 4 | Mid | Mid | Out | Low | DERBreakthrough | 820 | 28095.27 | 8.9953 | 27984.9536 | NewCT2-2 | 6.9154 | 1.6588 | 4.3613 | 15.0153 | 2.2152 | 0.94988 | 5.9617 | 7.2439
2 | 1.2217 | Zero | 4 | Mid | Mid | In | Mid | Ref | 821 | 27856.5 | 7.8 | 27927.8013 | NY-2 | 5.891 | 1.4131 | 2.862 | 12.075 | 1.5994 | 0.20774 | 5.9617 | 5.2303
2 | 1.0294 | Large | 4 | High | Mid | In | Low | DERBreakthrough | 822 | 28095.27 | 5.2534 | 28634.6643 | CC-4 | 3.1866 | 0.76438 | 3.4553 | 9.4731 | 0.9025 | 0 | 5.9617 | 2.9513
2 | 0.77364 | Large | 8 | Mid | High | In | Low | Ref | 823 | 27856.5 | 3.3337 | 28884.0722 | CC-3 | 3.9088 | 0.93762 | 3.0108 | 7.2821 | 0.26941 | 0 | 5.9617 | 0.881
2 | 0.96259 | Large | 8 | Low | Low | In | Low | AllOptions | 824 | 29266.38 | 8.9953 | 29162.5665 | NewCT2-2 | 6.8181 | 1.6355 | 4.6428 | 15.2735 | 2.2684 | 1.014 | 5.9617 | 7.418
2 | 0.87818 | Large | 8 | Mid | Low | In | Mid | LimitedEE | 825 | 30710.37 | 8.9953 | 30607.1823 | NewCT2-3 | 6.5696 | 1.5759 | 3.0635 | 13.6346 | 1.9293 | 0.60538 | 5.9617 | 6.3092
2 | 1.1816 | Zero | 4 | Low | Low | In | Mid | LimitedEE | 826 | 30710.37 | 13.6872 | 29048.2322 | ESR-4h-20 | 9.5388 | 2.2881 | 3.4562 | 19.4315 | 3.1577 | 2.0858 | 5.9617 | 10.326
2 | 1.0469 | Zero | 2 | Mid | Mid | Out | Mid | AllOptions | 827 | 29266.38 | 13.6872 | 28407.5722 | ESR-4h-26 | 14.9071 | 3.5758 | 4.5091 | 21.7721 | 3.6486 | 2.6775 | 5.9617 | 11.9315
2 | 0.89425 | Moderate | 8 | High | Low | In | Mid | AllOptions | 828 | 29266.38 | 8.2453 | 29276.2521 | NewCT1-3 | 5.1916 | 1.2453 | 3.4689 | 12.9595 | 1.7838 | 0.42994 | 5.9617 | 5.8332
2 | 0.84868 | Large | 8 | Mid | Low | Out | High | LimitedEE | 829 | 30710.37 | 9.9093 | 30471.8508 | ESR-4h-28 | 12.3416 | 2.9604 | 3.0273 | 15.8969 | 2.4098 | 1.1844 | 5.9617 | 7.8803
2 | 1.1094 | Large | 4 | Mid | High | In | Low | AllOptions | 830 | 29266.38 | 8.2453 | 29275.4704 | NewCT1-1 | 11.1628 | 2.6776 | 3.407 | 14.3299 | 2.075 | 0.78094 | 5.9617 | 6.7855
2 | 1.0202 | Zero | 2 | High | Low | In | Mid | Ref | 831 | 27856.5 | 8.0508 | 27886.6643 | NY-2 | 5.3649 | 1.2869 | 4.5157 | 13.8534 | 1.9677 | 0.65157 | 5.9617 | 6.4345
2 | 0.95298 | Large | 4 | Mid | High | In | High | LimitedEE | 832 | 30710.37 | 8.9953 | 30607.6701 | NewCT2-1 | 8.8598 | 2.1252 | 2.8094 | 13.9299 | 1.9934 | 0.68264 | 5.9617 | 6.5188
2 | 0.81893 | Moderate | 6 | High | High | In | Low | Ref | 833 | 27856.5 | 3.3099 | 28891.3822 | CC-3 | 4.4028 | 1.0561 | 3.0047 | 7.3708 | 0.29521 | 0 | 5.9617 | 0.9654
2 | 0.8118 | Zero | 4 | Mid | Low | In | Low | LimitedEE | 834 | 30710.37 | 13.6872 | 29538.1915 | NY-5 | 12.3554 | 2.9637 | 2.975 | 19.6258 | 3.2016 | 2.1387 | 5.9617 | 10.4697
2 | 0.90138 | Large | 8 | Mid | High | In | Mid | Ref | 835 | 27856.5 | 2.6911 | 29098.0722 | NY-3 | 3.4488 | 0.82727 | 3.1079 | 6.6263 | 0.078163 | 0 | 5.9617 | 0.2556
2 | 1.1057 | Zero | 4 | Mid | Mid | Out | Mid | DERBreakthrough | 836 | 28095.27 | 8.9953 | 27988.006 | NewCT2-1 | 7.5612 | 1.8137 | 2.9343 | 13.7433 | 1.9531 | 0.63405 | 5.9617 | 6.387
2 | 1.0217 | Moderate | 4 | Mid | Low | In | Mid | AllOptions | 837 | 29266.38 | 8.9953 | 29162.3825 | NewCT2-2 | 6.1764 | 1.4816 | 2.64 | 13.1168 | 1.8218 | 0.47576 | 5.9617 | 5.9575
2 | 1.1294 | Large | 4 | Low | High | In | High | DERBreakthrough | 838 | 28095.27 | 7.656 | 28189.8824 | ESR-4h-11 | 7.8341 | 1.8792 | 3.3789 | 12.914 | 1.7746 | 0.41891 | 5.9617 | 5.8032
2 | 1.1687 | Large | 4 | Low | High | In | High | Ref | 839 | 27856.5 | 7.6983 | 27942.7322 | CC-4 | 10.4983 | 2.5182 | 3.1175 | 13.334 | 1.8652 | 0.52811 | 5.9617 | 6.0995
2 | 1.2015 | Large | 6 | Mid | Mid | In | Low | Ref | 840 | 27856.5 | 6.9918 | 28061.0722 | CC-4 | 8.6574 | 2.0767 | 3.6502 | 12.7187 | 1.7316 | 0.3671 | 5.9617 | 5.6627
2 | 1.0765 | Large | 6 | Mid | Low | Out | Low | Ref | 841 | 27856.5 | 8.9953 | 27749.3883 | NewCT2-2 | 9.6418 | 2.3128 | 3.1605 | 14.4685 | 2.1058 | 0.81807 | 5.9617 | 6.8863
2 | 0.84333 | Zero | 2 | Mid | High | Out | Mid | Ref | 842 | 27856.5 | 8.2453 | 27864.9367 | NewCT1-1 | 11.2392 | 2.696 | 3.8467 | 14.788 | 2.1698 | 0.89517 | 5.9617 | 7.0955
2 | 0.81787 | Moderate | 4 | Mid | Mid | In | Low | AllOptions | 843 | 29266.38 | 8.3946 | 29243.5722 | NewCT1-2 | 8.6449 | 2.0737 | 4.2594 | 14.7277 | 2.1547 | 0.87697 | 5.9617 | 7.0461
2 | 1.1349 | Moderate | 4 | Low | Mid | In | Mid | AllOptions | 844 | 29266.38 | 9.4025 | 29097.3119 | ESR-4h-15 | 7.4451 | 1.7859 | 3.8953 | 15.0836 | 2.2323 | 0.97048 | 5.9617 | 7.2998
2 | 0.8496 | Zero | 2 | High | Low | In | High | Ref | 845 | 27856.5 | 7.1 | 28043.2957 | NY-1 | 5.7816 | 1.3869 | 3.457 | 11.9438 | 1.5682 | 0.17016 | 5.9617 | 5.1283
2 | 0.99162 | Moderate | 6 | Low | Low | In | Mid | LimitedEE | 846 | 30710.37 | 10.7096 | 30367.4012 | ESR-4h-27 | 8.6126 | 2.0659 | 3.5185 | 16.294 | 2.4913 | 1.2827 | 5.9617 | 8.1469
2 | 1.1717 | Zero | 4 | Low | Low | In | High | LimitedEE | 847 | 30710.37 | 13.6872 | 29997.7322 | ESR-4h-27 | 10.9055 | 2.6159 | 2.9621 | 19.2651 | 3.1251 | 2.0465 | 5.9617 | 10.2195
2 | 0.87213 | Large | 4 | High | High | In | High | AllOptions | 848 | 29266.38 | 3.7034 | 30185.3822 | CC-3 | 5.4656 | 1.311 | 2.6852 | 7.6997 | 0.39321 | 0 | 5.9617 | 1.2858
2 | 1.1085 | Zero | 4 | Mid | Low | In | Low | DERBreakthrough | 849 | 28095.27 | 8.9953 | 27992.4507 | NewCT2-1 | 8.3745 | 2.0088 | 3.6554 | 14.6595 | 2.1436 | 0.86359 | 5.9617 | 7.0098
2 | 0.82685 | Moderate | 8 | High | High | In | Low | DERBreakthrough | 850 | 28095.27 | 3.6082 | 29041.3822 | NY-1 | 4.1359 | 0.99207 | 2.3795 | 6.9798 | 0.18642 | 0 | 5.9617 | 0.60963
2 | 0.9628 | Zero | 4 | Mid | High | In | Mid | LimitedEE | 851 | 30710.37 | 9.1392 | 30578.0722 | NewCT2-2 | 8.592 | 2.061 | 2.5346 | 13.7347 | 1.9535 | 0.63455 | 5.9617 | 6.3883
2 | 0.78089 | Zero | 6 | Mid | Low | In | High | Ref | 852 | 27856.5 | 7.8 | 27927.972 | NY-2 | 6.5737 | 1.5768 | 2.8881 | 12.2649 | 1.6396 | 0.25614 | 5.9617 | 5.3616
2 | 1.2234 | Large | 8 | Mid | Mid | Out | High | DERBreakthrough | 853 | 28095.27 | 8.2453 | 28105.156 | NewCT1-2 | 5.9509 | 1.4274 | 3.4153 | 13.0881 | 1.8113 | 0.46318 | 5.9617 | 5.9234
2 | 1.2125 | Moderate | 4 | Low | Low | Out | Low | LimitedEE | 854 | 30710.37 | 13.6872 | 27484.2322 | ESR-4h-20 | 12.3454 | 2.9613 | 3.6624 | 20.3109 | 3.3432 | 2.3094 | 5.9617 | 10.9327
2 | 1.1587 | Large | 6 | Mid | Mid | Out | Low | LimitedEE | 855 | 30710.37 | 13.6872 | 29523.5722 | ESR-4h-26 | 16.7974 | 4.0292 | 3.7568 | 21.4732 | 3.5894 | 2.6061 | 5.9617 | 11.7378
2 | 0.97166 | Zero | 2 | Mid | High | Out | High | DERBreakthrough | 856 | 28095.27 | 8.2453 | 28097.1386 | NewCT1-1 | 8.142 | 1.953 | 3.0065 | 13.2048 | 1.8384 | 0.49581 | 5.9617 | 6.0119
2 | 1.1612 | Large | 4 | Low | Low | In | Low | AllOptions | 857 | 29266.38 | 12.709 | 28684.2322 | ESR-4h-20 | 10.43 | 2.5019 | 3.4961 | 18.7069 | 3.0036 | 1.9001 | 5.9617 | 9.8223
2 | 0.91598 | Zero | 2 | Mid | Mid | In | Low | Ref | 858 | 27856.5 | 8.2453 | 27865.1476 | NewCT1-1 | 8.3244 | 1.9968 | 3.6323 | 13.8744 | 1.977 | 0.66288 | 5.9617 | 6.4652
2 | 1.0414 | Large | 8 | High | Mid | In | Low | LimitedEE | 859 | 30710.37 | 8.9953 | 30607.1251 | NewCT2-2 | 6.8964 | 1.6542 | 4.7675 | 15.4171 | 2.2982 | 1.0499 | 5.9617 | 7.5154
2 | 1.0412 | Moderate | 2 | High | High | In | Low | LimitedEE | 860 | 30710.37 | 10.5959 | 30381.3822 | NewCT2-1 | 8.8238 | 2.1166 | 2.7347 | 15.4472 | 2.3159 | 1.0713 | 5.9617 | 7.5734
2 | 1.0547 | Moderate | 4 | Low | Mid | In | Mid | AllOptions | 861 | 29266.38 | 8.9953 | 29160.7324 | NewCT2-2 | 9.3044 | 2.2319 | 3.8726 | 15.0997 | 2.2358 | 0.97476 | 5.9617 | 7.3114
2 | 1.2288 | Zero | 8 | Mid | High | In | Low | AllOptions | 862 | 29266.38 | 8.2453 | 29271.356 | NewCT1-2 | 6.3274 | 1.5178 | 3.792 | 13.555 | 1.9084 | 0.5801 | 5.9617 | 6.2406
2 | 1.1699 | Large | 4 | Low | Low | In | Low | LimitedEE | 863 | 30710.37 | 13.6872 | 29303.7322 | ESR-4h-27 | 11.4608 | 2.7491 | 3.2239 | 19.6602 | 3.2075 | 2.1458 | 5.9617 | 10.489
2 | 1.1839 | Zero | 6 | Low | High | In | Mid | Ref | 864 | 27856.5 | 8.1852 | 27867.1469 | ESR-4h-14 | 7.052 | 1.6916 | 3.9399 | 13.8167 | 1.9631 | 0.64607 | 5.9617 | 6.4196
2 | 1.1027 | Large | 6 | Low | Mid | In | Mid | LimitedEE | 865 | 30710.37 | 10.4189 | 30404.4565 | ESR-4h-20 | 6.6152 | 1.5868 | 3.8983 | 15.904 | 2.4064 | 1.1803 | 5.9617 | 7.8693
2 | 0.80097 | Zero | 6 | High | High | Out | High | AllOptions | 866 | 29266.38 | 8.2453 | 29275.9884 | NewCT1-2 | 6.7491 | 1.6189 | 2.7531 | 12.6173 | 1.7151 | 0.3472 | 5.9617 | 5.6087
2 | 1.1905 | Moderate | 4 | Mid | Mid | In | Low | Ref | 867 | 27856.5 | 6.9918 | 28061.0722 | NY-5 | 6.6523 | 1.5957 | 3.9751 | 12.5625 | 1.6967 | 0.32496 | 5.9617 | 5.5483
2 | 0.83317 | Moderate | 2 | Mid | High | In | High | Ref | 868 | 27856.5 | 3.0378 | 28978.0722 | CC-3 | 6.6031 | 1.5839 | 3.5624 | 8.1841 | 0.52723 | 0 | 5.9617 | 1.7241
2 | 0.91013 | Large | 2 | High | Low | In | Mid | Ref | 869 | 27856.5 | 5.5342 | 28336.6643 | CC-4 | 6.0314 | 1.4468 | 3.0107 | 9.9917 | 1.0566 | 0 | 5.9617 | 3.4551
2 | 0.93789 | Moderate | 8 | High | Mid | In | Mid | AllOptions | 870 | 29266.38 | 8.2453 | 29274.0634 | NewCT1-1 | 8.1472 | 1.9543 | 3.3431 | 13.5426 | 1.9082 | 0.57996 | 5.9617 | 6.2402
2 | 0.93115 | Moderate | 6 | Mid | Mid | Out | Mid | LimitedEE | 871 | 30710.37 | 12.9614 | 30100.0504 | ESR-4h-28 | 13.7208 | 3.2912 | 3.4652 | 19.7179 | 3.2184 | 2.159 | 5.9617 | 10.5246
2 | 1.0666 | Zero | 2 | High | Low | Out | Low | DERBreakthrough | 872 | 28095.27 | 12.713 | 27512.6643 | NY-5 | 10.8887 | 2.6119 | 3.5936 | 18.9185 | 3.048 | 1.9536 | 5.9617 | 9.9674
2 | 0.9234 | Zero | 6 | Mid | Low | In | High | AllOptions | 873 | 29266.38 | 8.9953 | 29163.5181 | NewCT2-1 | 10.2497 | 2.4586 | 3.2514 | 14.7052 | 2.1555 | 0.87801 | 5.9617 | 7.0489
2 | 0.8017 | Moderate | 4 | Mid | High | Out | Low | AllOptions | 874 | 29266.38 | 8.308 | 29256.7683 | ESR-4h-29 | 10.8261 | 2.5969 | 3.7389 | 14.6438 | 2.1398 | 0.85901 | 5.9617 | 6.9974
2 | 1.1598 | Large | 6 | Low | Mid | In | Mid | DERBreakthrough | 875 | 28095.27 | 8.2453 | 28104.7239 | NewCT1-2 | 6.6262 | 1.5894 | 3.4056 | 13.2404 | 1.8437 | 0.50221 | 5.9617 | 6.0293
2 | 0.95307 | Moderate | 2 | High | High | In | Low | AllOptions | 876 | 29266.38 | 6.5 | 29560.42 | NY-5 | 6.4827 | 1.555 | 2.4204 | 10.4754 | 1.2016 | 0 | 5.9617 | 3.9294
2 | 1.1563 | Moderate | 2 | Mid | Low | In | Mid | Ref | 877 | 27856.5 | 8.2453 | 27863.1922 | NewCT1-1 | 9.7415 | 2.3367 | 5.1624 | 15.7444 | 2.3654 | 1.131 | 5.9617 | 7.7354
2 | 0.80841 | Large | 6 | High | Mid | In | Mid | Ref | 878 | 27856.5 | 3.4509 | 28848.6643 | CC-3 | 3.8992 | 0.9353 | 2.8749 | 7.2611 | 0.26435 | 0 | 5.9617 | 0.86446
2 | 1.1239 | Moderate | 6 | Low | Low | In | Low | AllOptions | 879 | 29266.38 | 9.8739 | 29033.0956 | ESR-4h-17 | 8.8758 | 2.1291 | 3.2789 | 15.2819 | 2.2778 | 1.0254 | 5.9617 | 7.4488
2 | 1.0333 | Moderate | 8 | High | High | In | Low | Ref | 880 | 27856.5 | 3.3099 | 28891.3822 | CC-3 | 4.0327 | 0.96732 | 3.292 | 7.5692 | 0.35067 | 0 | 5.9617 | 1.1467
2 | 1.2097 | Moderate | 2 | Mid | Mid | In | High | AllOptions | 881 | 29266.38 | 8.9953 | 29157.7228 | NewCT2-1 | 8.5284 | 2.0457 | 4.3188 | 15.3598 | 2.2885 | 1.0383 | 5.9617 | 7.4838
2 | 0.82099 | Moderate | 8 | High | Low | In | High | DERBreakthrough | 882 | 28095.27 | 5.8238 | 28516.6643 | NY-4 | 5.815 | 1.3949 | 3.5393 | 10.7579 | 1.2751 | 0 | 5.9617 | 4.1698
2 | 1.1562 | Moderate | 4 | Low | Mid | Out | High | Ref | 883 | 27856.5 | 8.9953 | 27745.0256 | NewCT2-1 | 12.1681 | 2.9188 | 3.3392 | 15.2533 | 2.2714 | 1.0176 | 5.9617 | 7.4278
2 | 0.91604 | Zero | 4 | Mid | Low | In | High | DERBreakthrough | 884 | 28095.27 | 8.2453 | 28101.2083 | NewCT1-2 | 7.8057 | 1.8724 | 4.2181 | 14.3357 | 2.0717 | 0.77697 | 5.9617 | 6.7748
2 | 1.1798 | Large | 2 | Mid | Low | In | High | AllOptions | 885 | 29266.38 | 11.2855 | 28851.0722 | NewCT2-1 | 7.103 | 1.7038 | 4.0761 | 17.0654 | 2.6519 | 1.4763 | 5.9617 | 8.6722
2 | 0.83661 | Zero | 4 | Mid | Mid | In | Mid | DERBreakthrough | 886 | 28095.27 | 8.159 | 28109.1591 | ESR-4h-23 | 7.2455 | 1.738 | 3.9349 | 13.8319 | 1.9663 | 0.64999 | 5.9617 | 6.4302
2 | 1.1872 | Zero | 8 | Mid | High | In | Mid | DERBreakthrough | 887 | 28095.27 | 5.1914 | 28648.0722 | CC-4 | 4.9593 | 1.1896 | 3.3651 | 9.7461 | 0.98249 | 0 | 5.9617 | 3.2129
2 | 0.88344 | Zero | 8 | Mid | Low | In | High | LimitedEE | 888 | 30710.37 | 8.9953 | 30608.0006 | NewCT2-3 | 6.4706 | 1.5521 | 2.6789 | 13.2263 | 1.8448 | 0.5035 | 5.9617 | 6.0328
2 | 1.1437 | Moderate | 6 | Low | Low | In | Mid | LimitedEE | 889 | 30710.37 | 13.2113 | 30091.9301 | ESR-4h-24 | 12.665 | 3.038 | 2.9364 | 19.1857 | 3.1084 | 2.0264 | 5.9617 | 10.1649
2 | 0.92721 | Zero | 4 | Low | Mid | Out | High | AllOptions | 890 | 29266.38 | 9.6498 | 29063.2343 | ESR-4h-25 | 11.3321 | 2.7182 | 2.9739 | 15.3419 | 2.2922 | 1.0428 | 5.9617 | 7.496
2 | 0.79174 | Large | 8 | Mid | Mid | In | Low | LimitedEE | 891 | 30710.37 | 8.9953 | 30601.9846 | NewCT2-2 | 8.8067 | 2.1125 | 2.6965 | 13.8043 | 1.9674 | 0.65126 | 5.9617 | 6.4337
2 | 1.0956 | Zero | 4 | Low | Low | In | High | Ref | 892 | 27856.5 | 8.9953 | 27751.4703 | NewCT2-1 | 7.7963 | 1.8701 | 2.8131 | 13.6784 | 1.94 | 0.61828 | 5.9617 | 6.3442
2 | 0.7681 | Large | 4 | Mid | Mid | In | High | AllOptions | 893 | 29266.38 | 8.2453 | 29267.0126 | NewCT1-1 | 7.2943 | 1.7497 | 4.7492 | 14.7441 | 2.1554 | 0.87788 | 5.9617 | 7.0486
2 | 0.96099 | Large | 4 | Low | Low | In | Mid | Ref | 894 | 27856.5 | 8.2453 | 27865.4175 | NewCT1-2 | 7.9973 | 1.9183 | 3.2065 | 13.3701 | 1.8724 | 0.53675 | 5.9617 | 6.123
2 | 0.88161 | Large | 2 | Mid | Low | Out | High | LimitedEE | 895 | 30710.37 | 13.6872 | 28292.1915 | ESR-4h-28 | 9.4227 | 2.2602 | 4.4714 | 20.4188 | 3.3616 | 2.3315 | 5.9617 | 10.9928
2 | 1.0015 | Large | 6 | Low | Mid | In | Low | Ref | 896 | 27856.5 | 8.2453 | 27864.5699 | NewCT1-2 | 8.301 | 1.9912 | 3.4526 | 13.6891 | 1.9387 | 0.61669 | 5.9617 | 6.3399
2 | 1.0017 | Zero | 2 | Low | Mid | In | Low | AllOptions | 897 | 29266.38 | 10.8762 | 28902.3405 | ESR-4h-24 | 6.7915 | 1.6291 | 3.8836 | 16.389 | 2.5094 | 1.3045 | 5.9617 | 8.2062
2 | 0.94833 | Zero | 2 | Low | Mid | Out | Mid | DERBreakthrough | 898 | 28095.27 | 9.9973 | 27844.9887 | ESR-4h-23 | 7.3409 | 1.7609 | 2.9368 | 14.6949 | 2.1551 | 0.8775 | 5.9617 | 7.0475
2 | 1.0181 | Moderate | 8 | Mid | Mid | In | High | Ref | 899 | 27856.5 | 5 | 28451.636 | NY-3 | 3.9241 | 0.94129 | 3.7537 | 9.695 | 0.96469 | 0 | 5.9617 | 3.1547
2 | 0.91806 | Large | 4 | High | High | In | Mid | DERBreakthrough | 900 | 28095.27 | 2.1428 | 29555.3822 | CC-2 | 1.7361 | 0.41644 | 3.5541 | 6.1134 | -0.074274 | 0 | 5.9617 | -0.24289
2 | 0.82686 | Zero | 4 | Mid | High | In | Low | Ref | 901 | 27856.5 | 5.7929 | 28284.0722 | CC-4 | 5.9167 | 1.4192 | 3.7093 | 10.9214 | 1.3213 | 0 | 5.9617 | 4.3209
2 | 1.0424 | Moderate | 4 | High | Mid | In | Mid | DERBreakthrough | 902 | 28095.27 | 5 | 28690.6272 | NY-3 | 4.1071 | 0.98517 | 2.8374 | 8.8225 | 0.71824 | 0 | 5.9617 | 2.3488
2 | 1.197 | Zero | 8 | Low | High | In | High | LimitedEE | 903 | 30710.37 | 8.9953 | 30603.888 | NewCT2-2 | 8.9841 | 2.155 | 3.3149 | 14.4652 | 2.1042 | 0.81619 | 5.9617 | 6.8812
2 | 1.0966 | Zero | 8 | Low | Mid | In | Mid | Ref | 904 | 27856.5 | 8.2453 | 27862.118 | NewCT1-3 | 10.407 | 2.4964 | 3.1848 | 13.9264 | 1.9906 | 0.67922 | 5.9617 | 6.5095
2 | 0.97483 | Moderate | 2 | Low | Mid | In | Mid | DERBreakthrough | 905 | 28095.27 | 8.2453 | 28103.9347 | NewCT1-1 | 9.4926 | 2.277 | 3.8499 | 14.3721 | 2.0815 | 0.78877 | 5.9617 | 6.8068
2 | 0.90956 | Large | 2 | High | High | In | Mid | AllOptions | 906 | 29266.38 | 4.3865 | 30005.3822 | CC-4 | 3.3771 | 0.81006 | 2.7687 | 7.9653 | 0.46972 | 0 | 5.9617 | 1.5361
2 | 0.97391 | Moderate | 2 | Low | Mid | Out | Mid | Ref | 907 | 27856.5 | 8.9953 | 27751.9969 | NewCT2-1 | 8.5049 | 2.0401 | 2.8858 | 13.9212 | 1.9911 | 0.67988 | 5.9617 | 6.5113
2 | 1.0161 | Moderate | 8 | High | Mid | In | High | Ref | 908 | 27856.5 | 3.8726 | 28728.6643 | NY-1 | 6.1104 | 1.4657 | 3.1089 | 8.4472 | 0.60711 | 0 | 5.9617 | 1.9853
2 | 0.86584 | Large | 8 | High | High | In | High | Ref | 909 | 27856.5 | 1.5 | 29643.2713 | NY-2 | 2.7849 | 0.66803 | 2.9004 | 5.0684 | -0.37285 | 0 | 5.9617 | -1.2193
2 | 0.90792 | Moderate | 4 | High | High | In | Mid | DERBreakthrough | 910 | 28095.27 | 2.9228 | 29255.3822 | CC-2 | 3.3425 | 0.80176 | 2.1646 | 5.8891 | -0.1288 | 0 | 5.9617 | -0.42119
2 | 1.0854 | Moderate | 6 | Low | Mid | Out | High | AllOptions | 911 | 29266.38 | 9.3788 | 29100.2322 | ESR-4h-16 | 7.3827 | 1.7709 | 3.6611 | 14.8108 | 2.1757 | 0.90227 | 5.9617 | 7.1148
2 | 1.2001 | Moderate | 4 | Mid | Low | In | Mid | DERBreakthrough | 912 | 28095.27 | 8.2453 | 28100.1088 | NewCT1-1 | 7.1091 | 1.7053 | 3.9681 | 13.9186 | 1.9846 | 0.67195 | 5.9617 | 6.4898
2 | 1.001 | Large | 4 | Mid | High | In | Mid | DERBreakthrough | 913 | 28095.27 | 3 | 29230.3459 | NY-4 | 2.5917 | 0.62167 | 3.1028 | 6.7245 | 0.10672 | 0 | 5.9617 | 0.34899
2 | 0.9838 | Zero | 2 | Low | Low | In | High | LimitedEE | 914 | 30710.37 | 13.6872 | 29608.5452 | ESR-4h-31 | 11.7586 | 2.8206 | 4.6787 | 21.1864 | 3.5234 | 2.5265 | 5.9617 | 11.5219
2 | 0.88425 | Large | 6 | Mid | Low | In | High | AllOptions | 915 | 29266.38 | 8.5439 | 29221.0722 | NewCT1-3 | 7.1003 | 1.7032 | 3.1559 | 13.4029 | 1.8796 | 0.54549 | 5.9617 | 6.1467
2 | 1.1315 | Moderate | 2 | Low | High | Out | High | LimitedEE | 916 | 30710.37 | 13.6872 | 29946.2322 | ESR-4h-30 | 8.3535 | 2.0038 | 3.2016 | 18.8925 | 3.0447 | 1.9496 | 5.9617 | 9.9565
2 | 1.0218 | Zero | 4 | Mid | High | In | Low | AllOptions | 917 | 29266.38 | 8.2453 | 29271.356 | NewCT1-2 | 4.8138 | 1.1547 | 3.7565 | 13.1565 | 1.824 | 0.47839 | 5.9617 | 5.9646
2 | 0.9958 | Large | 2 | Low | High | Out | Mid | AllOptions | 918 | 29266.38 | 10.1399 | 28996.7322 | NewCT2-1 | 9.9298 | 2.3819 | 3.2142 | 15.736 | 2.3746 | 1.142 | 5.9617 | 7.7651
2 | 1.2183 | Moderate | 2 | Mid | Low | In | High | AllOptions | 919 | 29266.38 | 11.2855 | 28851.0722 | NewCT2-1 | 11.2605 | 2.7011 | 3.0629 | 17.0494 | 2.6542 | 1.479 | 5.9617 | 8.6796
2 | 1.1195 | Zero | 2 | Low | Low | In | Mid | Ref | 920 | 27856.5 | 9.819 | 27630.3568 | ESR-4h-16 | 9.2272 | 2.2133 | 2.9132 | 14.9455 | 2.2084 | 0.94175 | 5.9617 | 7.2219
2 | 0.88629 | Zero | 2 | Mid | Low | In | Low | DERBreakthrough | 921 | 28095.27 | 8.9953 | 27992.8601 | NewCT2-1 | 7.4052 | 1.7763 | 3.3621 | 14.1337 | 2.0336 | 0.73106 | 5.9617 | 6.6502
2 | 1.2247 | Moderate | 2 | Mid | Mid | In | Mid | LimitedEE | 922 | 30710.37 | 13.6872 | 29165.0722 | NewCT2-1 | 14.2448 | 3.4169 | 4.7235 | 21.8276 | 3.6592 | 2.6903 | 5.9617 | 11.9661
2 | 0.90676 | Moderate | 4 | High | Low | In | High | AllOptions | 923 | 29266.38 | 8.2453 | 29275.5468 | NewCT1-2 | 7.4335 | 1.7831 | 3.6592 | 13.6876 | 1.9372 | 0.61492 | 5.9617 | 6.3351
2 | 1.1658 | Large | 6 | Mid | Mid | In | Low | LimitedEE | 924 | 30710.37 | 11.4002 | 30281.0722 | NewCT2-3 | 9.8197 | 2.3555 | 3.9743 | 17.7299 | 2.7936 | 1.647 | 5.9617 | 9.1354
2 | 1.015 | Zero | 4 | Mid | Low | In | Mid | DERBreakthrough | 925 | 28095.27 | 8.4038 | 28071.0722 | NewCT1-2 | 10.0144 | 2.4022 | 3.0118 | 13.8177 | 1.9685 | 0.65257 | 5.9617 | 6.4372
2 | 0.88126 | Moderate | 4 | Mid | Mid | In | Mid | AllOptions | 926 | 29266.38 | 8.8937 | 29169.5427 | ESR-4h-22 | 8.1119 | 1.9458 | 4.3817 | 15.2212 | 2.2588 | 1.0024 | 5.9617 | 7.3865
2 | 0.9665 | Moderate | 2 | High | Low | In | Low | AllOptions | 927 | 29266.38 | 12.4578 | 28712.6643 | NewCT2-1 | 15.4069 | 3.6957 | 2.6415 | 18.7949 | 3.0271 | 1.9284 | 5.9617 | 9.899
2 | 0.98043 | Moderate | 2 | Mid | Mid | In | High | AllOptions | 928 | 29266.38 | 8.9953 | 29157.7228 | NewCT2-1 | 9.4476 | 2.2662 | 2.9874 | 14.2489 | 2.0601 | 0.76304 | 5.9617 | 6.737
2 | 1.0814 | Zero | 2 | Mid | Mid | In | Mid | Ref | 929 | 27856.5 | 7.8 | 27927.8013 | NY-2 | 5.0827 | 1.2192 | 3.8552 | 12.8744 | 1.7635 | 0.40556 | 5.9617 | 5.767
2 | 1.1618 | Large | 2 | Low | High | In | Low | Ref | 930 | 27856.5 | 7.9711 | 27900.6625 | ESR-4h-14 | 9.6228 | 2.3082 | 3.3662 | 13.6455 | 1.9299 | 0.60613 | 5.9617 | 6.3112
2 | 0.96389 | Large | 2 | Low | High | Out | Mid | AllOptions | 931 | 29266.38 | 10.1399 | 28996.7322 | NewCT2-1 | 7.431 | 1.7825 | 4.2443 | 16.1668 | 2.4602 | 1.2452 | 5.9617 | 8.0453
2 | 0.86579 | Large | 8 | Mid | High | In | Low | DERBreakthrough | 932 | 28095.27 | 3.75 | 29002.6297 | NY-5 | 3.6925 | 0.88574 | 3.2349 | 7.8706 | 0.43865 | 0 | 5.9617 | 1.4345
2 | 0.90384 | Zero | 4 | High | Mid | In | High | Ref | 933 | 27856.5 | 4.455 | 28578.6643 | CC-4 | 4.4446 | 1.0661 | 2.2669 | 7.7881 | 0.42209 | 0 | 5.9617 | 1.3803
2 | 0.99159 | Zero | 2 | High | Mid | Out | Mid | AllOptions | 934 | 29266.38 | 13.6872 | 28538.6643 | NY-5 | 8.1911 | 1.9648 | 3.81 | 19.462 | 3.1622 | 2.0912 | 5.9617 | 10.3407
2 | 0.96009 | Large | 2 | High | Mid | In | High | AllOptions | 935 | 29266.38 | 7.8474 | 29328.6643 | CC-4 | 6.6517 | 1.5955 | 2.394 | 11.8369 | 1.5515 | 0.14998 | 5.9617 | 5.0735
2 | 0.91645 | Moderate | 6 | Mid | Mid | In | Mid | AllOptions | 936 | 29266.38 | 8.2453 | 29274.499 | NewCT1-3 | 9.7637 | 2.342 | 3.4634 | 14.0507 | 2.0154 | 0.70913 | 5.9617 | 6.5907
2 | 0.98337 | Moderate | 2 | High | High | In | Low | Ref | 937 | 27856.5 | 3.3099 | 28891.3822 | CC-3 | 3.6879 | 0.88463 | 2.938 | 7.1326 | 0.22652 | 0 | 5.9617 | 0.74075
2 | 1.0456 | Moderate | 2 | High | Mid | In | Low | AllOptions | 938 | 29266.38 | 8.9953 | 29164.1105 | NewCT2-1 | 8.1984 | 1.9666 | 3.5726 | 14.5345 | 2.1175 | 0.83217 | 5.9617 | 6.9245
2 | 0.90506 | Moderate | 2 | High | Mid | In | Mid | DERBreakthrough | 939 | 28095.27 | 5 | 28690.6272 | NY-3 | 5.099 | 1.2231 | 2.945 | 9.1681 | 0.8178 | 0 | 5.9617 | 2.6743
2 | 1.0228 | Large | 2 | High | Low | In | Mid | DERBreakthrough | 940 | 28095.27 | 6.7821 | 28336.6643 | CC-4 | 6.2158 | 1.491 | 3.0032 | 11.2763 | 1.4291 | 0.0024424 | 5.9617 | 4.6732
2 | 0.79113 | Moderate | 8 | Mid | Low | In | Mid | AllOptions | 941 | 29266.38 | 8.2453 | 29270.1546 | NewCT1-3 | 8.3696 | 2.0076 | 4.448 | 14.7009 | 2.1479 | 0.86884 | 5.9617 | 7.0241
2 | 0.83473 | Moderate | 4 | Mid | Low | Out | High | LimitedEE | 942 | 30710.37 | 13.6872 | 29032.1915 | ESR-4h-28 | 9.7389 | 2.3361 | 4.7 | 20.7232 | 3.4249 | 2.4079 | 5.9617 | 11.1999
2 | 1.171 | Large | 2 | Low | Low | Out | High | DERBreakthrough | 943 | 28095.27 | 13.6613 | 27440.3121 | ESR-4h-21 | 11.6021 | 2.783 | 3.7845 | 20.2289 | 3.3251 | 2.2876 | 5.9617 | 10.8735
2 | 0.78816 | Moderate | 2 | Mid | Mid | In | Low | LimitedEE | 944 | 30710.37 | 13.6872 | 29456.0504 | NewCT2-1 | 9.2168 | 2.2109 | 4.5235 | 20.4216 | 3.3619 | 2.3319 | 5.9617 | 10.9938
2 | 0.79436 | Moderate | 4 | High | Low | In | Mid | Ref | 945 | 27856.5 | 6.2959 | 28186.6643 | NY-4 | 5.8819 | 1.4109 | 3.0559 | 10.7626 | 1.2802 | 0 | 5.9617 | 4.1864
2 | 1.0621 | Moderate | 8 | Mid | High | Out | Mid | LimitedEE | 946 | 30710.37 | 8.9953 | 30608.3359 | NewCT2-3 | 12.8127 | 3.0734 | 3.1746 | 15.2433 | 2.2702 | 1.0162 | 5.9617 | 7.4239
2 | 0.85034 | Zero | 8 | Mid | Mid | In | High | Ref | 947 | 27856.5 | 7.1 | 28043.6825 | NY-1 | 6.4733 | 1.5528 | 4.3807 | 13.0335 | 1.7944 | 0.44272 | 5.9617 | 5.8678
2 | 0.76842 | Zero | 4 | High | Mid | In | Low | Ref | 948 | 27856.5 | 7.1451 | 28034.6643 | NY-1 | 11.1977 | 2.686 | 2.8842 | 12.7153 | 1.7352 | 0.37138 | 5.9617 | 5.6743
2 | 1.1201 | Zero | 2 | Mid | Low | In | Mid | Ref | 949 | 27856.5 | 8.6 | 27804.1899 | NY-3 | 6.273 | 1.5047 | 3.6715 | 13.7762 | 1.956 | 0.6375 | 5.9617 | 6.3963
2 | 1.1804 | Large | 6 | Low | Low | In | Low | Ref | 950 | 27856.5 | 8.9953 | 27752.7377 | NewCT2-1 | 9.4973 | 2.2781 | 3.3636 | 14.637 | 2.1404 | 0.85981 | 5.9617 | 6.9995
2 | 1.1255 | Moderate | 2 | Low | Low | In | Mid | DERBreakthrough | 951 | 28095.27 | 9.8937 | 27858.8696 | ESR-4h-16 | 6.0917 | 1.4612 | 3.0277 | 14.3827 | 2.0883 | 0.79699 | 5.9617 | 6.8291
2 | 1.1547 | Zero | 4 | Mid | High | In | Mid | AllOptions | 952 | 29266.38 | 8.2453 | 29270.9145 | NewCT1-1 | 6.7038 | 1.608 | 3.2775 | 13.1308 | 1.8212 | 0.47504 | 5.9617 | 5.9555
2 | 0.99849 | Moderate | 6 | Mid | Mid | In | Low | AllOptions | 953 | 29266.38 | 8.8825 | 29171.0722 | NewCT1-3 | 8.5502 | 2.0509 | 3.5038 | 14.4371 | 2.0972 | 0.80773 | 5.9617 | 6.8582
2 | 1.095 | Moderate | 8 | Low | High | In | Mid | Ref | 954 | 27856.5 | 7.3222 | 28006.2696 | ESR-4h-12 | 6.3517 | 1.5236 | 3.6013 | 12.4471 | 1.6742 | 0.29795 | 5.9617 | 5.475
2 | 1.0625 | Zero | 4 | High | Low | In | High | Ref | 955 | 27856.5 | 7.1 | 28043.2957 | NY-1 | 4.8881 | 1.1725 | 4.3962 | 12.6687 | 1.7168 | 0.3493 | 5.9617 | 5.6144
2 | 0.79153 | Moderate | 6 | High | Low | In | Low | Ref | 956 | 27856.5 | 7.5148 | 27972.6643 | NY-5 | 8.3074 | 1.9927 | 4.0613 | 13.5688 | 1.9098 | 0.58183 | 5.9617 | 6.2453
2 | 0.95301 | Zero | 2 | Low | High | In | Low | LimitedEE | 957 | 30710.37 | 10.1 | 30446.2444 | NY-5 | 7.9585 | 1.909 | 3.3624 | 15.3714 | 2.2963 | 1.0477 | 5.9617 | 7.5093
2 | 0.98579 | Large | 2 | High | Low | Out | Low | Ref | 958 | 27856.5 | 10.7123 | 27512.6643 | NewCT2-1 | 6.9838 | 1.6752 | 4.668 | 17.0556 | 2.6465 | 1.4698 | 5.9617 | 8.6546
2 | 1.0973 | Moderate | 4 | Low | Low | Out | Mid | Ref | 959 | 27856.5 | 10.3452 | 27560.5405 | ESR-4h-18 | 12.6301 | 3.0296 | 3.5036 | 16.8784 | 2.6154 | 1.4323 | 5.9617 | 8.5529
2 | 0.79342 | Zero | 6 | Mid | Low | In | Mid | Ref | 960 | 27856.5 | 8.2453 | 27864.9284 | NewCT1-1 | 8.8287 | 2.1178 | 3.1306 | 13.4936 | 1.899 | 0.56885 | 5.9617 | 6.2101
2 | 1.0464 | Large | 8 | High | Low | In | High | DERBreakthrough | 961 | 28095.27 | 5.1063 | 28666.6643 | CC-4 | 6.1845 | 1.4835 | 2.6713 | 9.261 | 0.8469 | 0 | 5.9617 | 2.7695
2 | 1.2249 | Large | 6 | Low | High | In | High | LimitedEE | 962 | 30710.37 | 8.9953 | 30607.5336 | NewCT2-2 | 7.2226 | 1.7325 | 2.9629 | 13.6907 | 1.9418 | 0.6204 | 5.9617 | 6.3499
2 | 1.1336 | Zero | 4 | Mid | Low | Out | Low | LimitedEE | 963 | 30710.37 | 13.6872 | 28051.0722 | ESR-4h-25 | 12.6461 | 3.0334 | 3.5229 | 20.2435 | 3.3296 | 2.2931 | 5.9617 | 10.8884
2 | 1.191 | Large | 8 | Low | Low | In | Low | Ref | 964 | 27856.5 | 8.2544 | 27855.4192 | ESR-4h-13 | 7.7916 | 1.869 | 3.3338 | 13.4572 | 1.8901 | 0.55816 | 5.9617 | 6.1811
2 | 1.2269 | Moderate | 6 | Low | High | In | High | Ref | 965 | 27856.5 | 7.6983 | 27942.7322 | NY-5 | 7.3361 | 1.7597 | 4.2301 | 13.688 | 1.9342 | 0.61119 | 5.9617 | 6.325
2 | 0.83997 | Large | 2 | Mid | High | In | Low | DERBreakthrough | 966 | 28095.27 | 3.75 | 29002.6297 | NY-5 | 5.0703 | 1.2162 | 3.1016 | 8.0679 | 0.49698 | 0 | 5.9617 | 1.6252
2 | 0.88558 | Zero | 8 | Mid | Mid | In | High | Ref | 967 | 27856.5 | 7.1 | 28043.6825 | NY-1 | 5.3623 | 1.2863 | 3.0938 | 11.4801 | 1.4718 | 0.053963 | 5.9617 | 4.813
2 | 1.1286 | Moderate | 2 | Mid | Low | Out | Low | AllOptions | 968 | 29266.38 | 13.6872 | 27311.0722 | ESR-4h-25 | 10.3806 | 2.49 | 3.8457 | 20.0228 | 3.281 | 2.2344 | 5.9617 | 10.7294
2 | 1.2279 | Large | 4 | Mid | Mid | In | Low | LimitedEE | 969 | 30710.37 | 13.6872 | 29541.0722 | NewCT2-2 | 9.8467 | 2.3619 | 2.4129 | 18.462 | 2.9577 | 1.8448 | 5.9617 | 9.6721
2 | 1.147 | Moderate | 2 | Low | High | In | Mid | LimitedEE | 970 | 30710.37 | 12.1097 | 30196.7322 | ESR-4h-23 | 10.3743 | 2.4885 | 2.7242 | 17.3225 | 2.7141 | 1.5511 | 5.9617 | 8.8754
2 | 0.78516 | Moderate | 8 | High | Low | In | Low | AllOptions | 971 | 29266.38 | 8.2453 | 29276.2798 | NewCT1-4 | 9.6646 | 2.3183 | 3.8419 | 14.4055 | 2.0886 | 0.79735 | 5.9617 | 6.8301
2 | 0.99319 | Zero | 4 | High | Low | Out | High | LimitedEE | 972 | 30710.37 | 13.6872 | 28946.6643 | NY-5 | 10.6833 | 2.5626 | 5.3475 | 21.5973 | 3.6068 | 2.6271 | 5.9617 | 11.7949
2 | 1.1157 | Moderate | 8 | Mid | Mid | In | High | AllOptions | 973 | 29266.38 | 8.2453 | 29275.8757 | NewCT1-2 | 5.3265 | 1.2777 | 3.0212 | 12.5441 | 1.6981 | 0.32667 | 5.9617 | 5.553
2 | 0.89127 | Large | 2 | High | Mid | In | Low | LimitedEE | 974 | 30710.37 | 13.6872 | 29374.6643 | NewCT2-1 | 9.0608 | 2.1734 | 2.8202 | 18.6807 | 3.0018 | 1.898 | 5.9617 | 9.8165
2 | 0.79981 | Zero | 6 | High | Low | In | High | AllOptions | 975 | 29266.38 | 8.2453 | 29271.5411 | NewCT1-3 | 9.1253 | 2.1889 | 3.1717 | 13.6058 | 1.9226 | 0.59728 | 5.9617 | 6.2872
2 | 1.031 | Moderate | 2 | High | High | In | Low | DERBreakthrough | 976 | 28095.27 | 3.6082 | 29041.3822 | NY-1 | 4.7294 | 1.1345 | 2.4445 | 7.1872 | 0.24617 | 0 | 5.9617 | 0.80501
2 | 0.9175 | Zero | 4 | High | Low | In | Low | DERBreakthrough | 977 | 28095.27 | 8.2453 | 28105.013 | NewCT1-2 | 9.1579 | 2.1967 | 3.4306 | 13.8726 | 1.9778 | 0.6638 | 5.9617 | 6.4677
2 | 1.0495 | Moderate | 2 | High | High | In | High | AllOptions | 978 | 29266.38 | 4.8933 | 29885.3822 | NY-2 | 3.9947 | 0.95822 | 2.1828 | 8.0343 | 0.49426 | 0 | 5.9617 | 1.6163
2 | 1.0723 | Large | 4 | Low | Low | In | Mid | AllOptions | 979 | 29266.38 | 10.0022 | 29015.689 | ESR-4h-20 | 8.4766 | 2.0333 | 4.5785 | 16.614 | 2.5533 | 1.3574 | 5.9617 | 8.3497
2 | 0.83976 | Large | 2 | High | Mid | In | Low | DERBreakthrough | 980 | 28095.27 | 5.2534 | 28634.6643 | CC-4 | 5.2912 | 1.2692 | 3.5351 | 10.0577 | 1.0717 | 0 | 5.9617 | 3.5047
2 | 0.90037 | Zero | 8 | High | Mid | In | Low | Ref | 981 | 27856.5 | 7.1451 | 28034.6643 | NY-1 | 7.3182 | 1.7554 | 2.9144 | 11.8149 | 1.5439 | 0.14084 | 5.9617 | 5.0487
2 | 1.185 | Large | 6 | Low | Low | In | Mid | DERBreakthrough | 982 | 28095.27 | 8.8326 | 28007.2322 | NewCT1-3 | 5.4261 | 1.3016 | 4.4389 | 14.5731 | 2.1209 | 0.8362 | 5.9617 | 6.9355
2 | 0.94567 | Moderate | 6 | Low | Mid | In | High | LimitedEE | 983 | 30710.37 | 8.9953 | 30607.2692 | NewCT2-3 | 11.5796 | 2.7776 | 3.0185 | 14.7914 | 2.1751 | 0.90163 | 5.9617 | 7.113
2 | 0.96331 | Large | 6 | Low | Low | In | High | LimitedEE | 984 | 30710.37 | 10.2438 | 30427.5641 | ESR-4h-24 | 7.4865 | 1.7958 | 3.7391 | 15.7787 | 2.3807 | 1.1494 | 5.9617 | 7.7852
2 | 1.0317 | Large | 2 | Mid | High | In | High | LimitedEE | 985 | 30710.37 | 9.9346 | 30468.0722 | NewCT2-1 | 7.6154 | 1.8267 | 3.6121 | 15.3734 | 2.2954 | 1.0465 | 5.9617 | 7.5062
2 | 0.87414 | Large | 2 | High | High | In | Mid | AllOptions | 986 | 29266.38 | 4.3865 | 30005.3822 | CC-4 | 3.9788 | 0.9544 | 3.7333 | 9.0741 | 0.78448 | 0 | 5.9617 | 2.5654
2 | 1.2056 | Moderate | 2 | Mid | Mid | Out | Low | AllOptions | 987 | 29266.38 | 13.6872 | 27601.0722 | NewCT2-1 | 9.6803 | 2.322 | 3.2483 | 19.2575 | 3.1219 | 2.0427 | 5.9617 | 10.209
2 | 0.92543 | Large | 8 | High | Mid | In | Mid | Ref | 988 | 27856.5 | 3.4509 | 28848.6643 | CC-3 | 3.2265 | 0.77395 | 2.9616 | 7.1865 | 0.24201 | 0 | 5.9617 | 0.79142
2 | 0.97021 | Moderate | 6 | High | High | In | High | DERBreakthrough | 989 | 28095.27 | 2.0753 | 29585.3822 | CC-2 | 2.0046 | 0.48084 | 3.8446 | 6.4008 | 0.0070145 | 0 | 5.9617 | 0.022938
2 | 0.76488 | Zero | 4 | High | High | Out | Mid | Ref | 990 | 27856.5 | 7.0246 | 28055.3822 | CC-4 | 5.3845 | 1.2916 | 3.6804 | 11.9966 | 1.5782 | 0.18216 | 5.9617 | 5.1609
2 | 1.0791 | Moderate | 2 | Low | Low | In | High | DERBreakthrough | 991 | 28095.27 | 8.9953 | 27991.1694 | NewCT2-1 | 9.4005 | 2.2549 | 3.1546 | 14.4048 | 2.0923 | 0.8018 | 5.9617 | 6.8421
2 | 1.1487 | Large | 6 | Mid | Low | In | High | DERBreakthrough | 992 | 28095.27 | 8.143 | 28111.0722 | CC-4 | 6.3972 | 1.5345 | 3.7663 | 13.4437 | 1.8849 | 0.55181 | 5.9617 | 6.1638
2 | 0.8206 | Large | 6 | High | Mid | Out | Low | DERBreakthrough | 993 | 28095.27 | 8.2453 | 28101.6912 | NewCT1-2 | 9.1683 | 2.1992 | 3.5156 | 13.9601 | 1.9959 | 0.68561 | 5.9617 | 6.5269
2 | 0.80668 | Zero | 2 | High | Mid | Out | High | LimitedEE | 994 | 30710.37 | 13.6872 | 28868.6643 | NY-5 | 9.2698 | 2.2236 | 3.4627 | 19.3735 | 3.1453 | 2.0709 | 5.9617 | 10.2856
2 | 0.98707 | Large | 4 | Low | Low | In | Mid | DERBreakthrough | 995 | 28095.27 | 8.8372 | 28007.0119 | ESR-4h-18 | 7.3088 | 1.7532 | 3.9207 | 14.5111 | 2.1106 | 0.82385 | 5.9617 | 6.902
2 | 1.0966 | Zero | 4 | Mid | Low | In | High | Ref | 996 | 27856.5 | 8.2453 | 27866.3266 | NewCT1-1 | 8.3722 | 2.0083 | 2.1454 | 12.3989 | 1.6722 | 0.29543 | 5.9617 | 5.4682
2 | 1.2314 | Zero | 2 | Low | Low | In | Mid | DERBreakthrough | 997 | 28095.27 | 10.7639 | 27745.2577 | ESR-4h-15 | 9.1658 | 2.1986 | 3.0886 | 16.0511 | 2.4421 | 1.2234 | 5.9617 | 7.9862
2 | 1.1888 | Moderate | 4 | Mid | Mid | In | High | Ref | 998 | 27856.5 | 5 | 28451.636 | NY-3 | 4.7695 | 1.1441 | 3.0534 | 9.1975 | 0.82551 | 0 | 5.9617 | 2.6995
2 | 1.0175 | Zero | 6 | High | Mid | In | High | Ref | 999 | 27856.5 | 4.455 | 28578.6643 | CC-4 | 3.9068 | 0.93713 | 3.8085 | 9.2007 | 0.82066 | 0 | 5.9617 | 2.6837
2 | 0.8909 | Zero | 6 | Mid | High | In | High | DERBreakthrough | 1000 | 28095.27 | 3.8336 | 28978.0722 | CC-3 | 6.2016 | 1.4876 | 3.3852 | 8.7064 | 0.68031 | 0 | 5.9617 | 2.2247
2 | 0.95582 | Zero | 6 | Mid | Low | Out | Mid | DERBreakthrough | 1001 | 28095.27 | 8.9953 | 27992.7081 | NewCT2-2 | 6.7233 | 1.6127 | 3.5263 | 14.1343 | 2.0328 | 0.73009 | 5.9617 | 6.6476
2 | 0.9851 | Large | 4 | Low | High | In | Low | Ref | 1002 | 27856.5 | 6.2554 | 28195.8076 | ESR-4h-16 | 6.3762 | 1.5295 | 3.5163 | 11.3012 | 1.4315 | 0.0053508 | 5.9617 | 4.6811
2 | 1.1041 | Moderate | 4 | Mid | Mid | In | Low | Ref | 1003 | 27856.5 | 6.9918 | 28061.0722 | NY-5 | 6.9431 | 1.6654 | 2.4532 | 11.1104 | 1.3858 | 0 | 5.9617 | 4.5319
2 | 1.0026 | Moderate | 6 | Low | High | In | Low | DERBreakthrough | 1004 | 28095.27 | 6.9982 | 28298.7322 | NY-5 | 8.5865 | 2.0597 | 3.1179 | 12.1757 | 1.6193 | 0.23177 | 5.9617 | 5.2955
2 | 1.1576 | Large | 8 | Mid | Mid | Out | Low | AllOptions | 1005 | 29266.38 | 8.9953 | 29161.1067 | NewCT2-3 | 9.7072 | 2.3285 | 3.0805 | 14.4042 | 2.0926 | 0.80215 | 5.9617 | 6.8431
2 | 0.96592 | Large | 6 | High | Mid | In | Low | AllOptions | 1006 | 29266.38 | 8.2453 | 29274.349 | NewCT1-2 | 7.263 | 1.7422 | 3.7605 | 13.7479 | 1.9495 | 0.62967 | 5.9617 | 6.3751
2 | 1.1155 | Zero | 4 | Mid | High | In | High | DERBreakthrough | 1007 | 28095.27 | 3.8336 | 28978.0722 | CC-3 | 5.8141 | 1.3946 | 3.47 | 8.6982 | 0.6773 | 0 | 5.9617 | 2.2149
2 | 1.1328 | Moderate | 2 | Low | Mid | In | High | Ref | 1008 | 27856.5 | 8.2453 | 27858.6301 | NewCT1-1 | 7.7216 | 1.8522 | 3.175 | 13.2724 | 1.8518 | 0.51197 | 5.9617 | 6.0557
2 | 1.102 | Large | 2 | Low | Mid | In | High | Ref | 1009 | 27856.5 | 8.2453 | 27858.6301 | NewCT1-1 | 6.9176 | 1.6593 | 2.7926 | 12.6973 | 1.7319 | 0.36739 | 5.9617 | 5.6635
2 | 0.88218 | Large | 8 | Mid | High | In | High | Ref | 1010 | 27856.5 | 2.2321 | 29278.0722 | CC-2 | 2.959 | 0.70977 | 2.9448 | 5.8867 | -0.13546 | 0 | 5.9617 | -0.44296
2 | 0.78646 | Large | 8 | Mid | Low | Out | Mid | AllOptions | 1011 | 29266.38 | 8.9953 | 29161.6394 | NewCT2-2 | 9.3868 | 2.2516 | 2.9963 | 14.2432 | 2.0589 | 0.76153 | 5.9617 | 6.7329
2 | 1.0343 | Large | 4 | Low | Mid | Out | Low | Ref | 1012 | 27856.5 | 8.9953 | 27754.05 | NewCT2-2 | 10.3438 | 2.4812 | 3.6438 | 15.1202 | 2.2414 | 0.98154 | 5.9617 | 7.3299
2 | 1.1454 | Large | 6 | Mid | Mid | In | Mid | AllOptions | 1013 | 29266.38 | 8.2453 | 29274.499 | NewCT1-3 | 6.1644 | 1.4787 | 3.8077 | 13.5316 | 1.9033 | 0.57401 | 5.9617 | 6.2241
2 | 1.0356 | Large | 4 | Mid | Mid | In | High | Ref | 1014 | 27856.5 | 3.7765 | 28755.0722 | NY-5 | 4.3713 | 1.0486 | 3.1739 | 7.999 | 0.47641 | 0 | 5.9617 | 1.5579
2 | 1.2021 | Zero | 4 | Low | High | In | Mid | DERBreakthrough | 1015 | 28095.27 | 8.362 | 28078.3205 | ESR-4h-11 | 6.221 | 1.4922 | 3.299 | 13.1532 | 1.8258 | 0.48064 | 5.9617 | 5.9707
2 | 0.88244 | Zero | 8 | Mid | Low | In | Mid | DERBreakthrough | 1016 | 28095.27 | 8.2453 | 28097.8401 | NewCT1-3 | 9.7244 | 2.3326 | 3.5301 | 14.108 | 2.0272 | 0.72335 | 5.9617 | 6.6293
2 | 0.80239 | Large | 4 | Mid | Mid | In | Mid | AllOptions | 1017 | 29266.38 | 8.2453 | 29269.3936 | NewCT1-2 | 8.736 | 2.0955 | 3.6284 | 13.9692 | 1.9972 | 0.68717 | 5.9617 | 6.5311
2 | 0.88465 | Zero | 8 | Mid | Mid | In | Low | Ref | 1018 | 27856.5 | 8.2453 | 27865.1476 | NewCT1-1 | 6.0952 | 1.4621 | 3.355 | 13.0624 | 1.8062 | 0.45701 | 5.9617 | 5.9066
2 | 1.1984 | Large | 8 | Mid | Mid | In | Low | DERBreakthrough | 1019 | 28095.27 | 8.2453 | 28098.7836 | NewCT1-1 | 5.6132 | 1.3465 | 2.8277 | 12.4194 | 1.6727 | 0.29608 | 5.9617 | 5.47
2 | 1.1901 | Moderate | 6 | Mid | Mid | In | Low | LimitedEE | 1020 | 30710.37 | 11.4002 | 30281.0722 | NewCT2-3 | 16.0969 | 3.8612 | 3.6956 | 18.957 | 3.0556 | 1.9628 | 5.9617 | 9.9923
2 | 1.1985 | Moderate | 4 | Low | Mid | In | High | LimitedEE | 1021 | 30710.37 | 12.8653 | 30110.7322 | ESR-4h-21 | 7.6736 | 1.8407 | 3.1007 | 17.8066 | 2.8147 | 1.6725 | 5.9617 | 9.2046
2 | 0.78238 | Moderate | 4 | Mid | Low | In | High | DERBreakthrough | 1022 | 28095.27 | 7.2665 | 28253.3761 | ESR-4h-23 | 4.8766 | 1.1698 | 3.4824 | 11.9186 | 1.5627 | 0.16355 | 5.9617 | 5.1104
2 | 1.2127 | Moderate | 4 | Mid | High | In | Mid | LimitedEE | 1023 | 30710.37 | 8.9953 | 30606.0728 | NewCT2-2 | 9.8393 | 2.3602 | 3.749 | 15.1045 | 2.2375 | 0.97681 | 5.9617 | 7.317
2 | 0.96017 | Moderate | 8 | Mid | Mid | In | Low | AllOptions | 1024 | 29266.38 | 8.2453 | 29274.2064 | NewCT1-4 | 5.6599 | 1.3577 | 2.8461 | 12.449 | 1.6789 | 0.30353 | 5.9617 | 5.4902
2 | 0.86843 | Large | 6 | Mid | High | In | Mid | AllOptions | 1025 | 29266.38 | 7.4209 | 29398.0722 | CC-4 | 8.987 | 2.1557 | 3.4306 | 13.0072 | 1.7941 | 0.4424 | 5.9617 | 5.867
2 | 0.90105 | Moderate | 4 | Mid | Mid | In | Low | LimitedEE | 1026 | 30710.37 | 12.1156 | 30196.0504 | ESR-4h-28 | 9.2415 | 2.2168 | 3.504 | 17.8364 | 2.8188 | 1.6774 | 5.9617 | 9.2178
2 | 1.1452 | Moderate | 8 | Low | High | In | Mid | LimitedEE | 1027 | 30710.37 | 8.9953 | 30605.823 | NewCT2-2 | 8.3562 | 2.0044 | 2.6965 | 13.6962 | 1.9445 | 0.62361 | 5.9617 | 6.3586
2 | 1.1366 | Zero | 2 | Low | High | In | Mid | LimitedEE | 1028 | 30710.37 | 12.1097 | 30196.7322 | ESR-4h-23 | 7.5895 | 1.8205 | 2.6822 | 16.6124 | 2.5636 | 1.3698 | 5.9617 | 8.3832
2 | 0.99627 | Zero | 6 | Mid | Mid | Out | High | LimitedEE | 1029 | 30710.37 | 11.9315 | 30217.5722 | ESR-4h-26 | 9.2771 | 2.2253 | 4.209 | 18.3658 | 2.9272 | 1.8081 | 5.9617 | 9.5725
2 | 1.0995 | Zero | 4 | Low | High | Out | Mid | AllOptions | 1030 | 29266.38 | 9.5662 | 29075.024 | ESR-4h-19 | 11.17 | 2.6794 | 3.2426 | 15.4881 | 2.3218 | 1.0784 | 5.9617 | 7.5925
2 | 1.0976 | Large | 6 | Low | High | Out | Mid | LimitedEE | 1031 | 30710.37 | 10.3487 | 30414.0555 | ESR-4h-23 | 9.4131 | 2.2579 | 2.4038 | 15.0104 | 2.225 | 0.96179 | 5.9617 | 7.2762
2 | 1.0308 | Large | 8 | High | High | In | Low | AllOptions | 1032 | 29266.38 | 6.0604 | 29641.3822 | CC-4 | 7.6243 | 1.8289 | 2.9649 | 10.8542 | 1.3075 | 0 | 5.9617 | 4.2756
2 | 0.97308 | Large | 2 | High | Low | In | High | Ref | 1033 | 27856.5 | 4.1057 | 28666.6643 | CC-4 | 5.9379 | 1.4243 | 2.4467 | 7.9767 | 0.47549 | 0 | 5.9617 | 1.5549
2 | 0.84149 | Zero | 4 | Mid | Mid | In | Low | AllOptions | 1034 | 29266.38 | 8.9953 | 29164.0568 | NewCT2-1 | 10.4276 | 2.5013 | 3.4953 | 14.9918 | 2.215 | 0.94969 | 5.9617 | 7.2434
2 | 1.1692 | Zero | 4 | Mid | High | In | High | DERBreakthrough | 1035 | 28095.27 | 3.8336 | 28978.0722 | CC-3 | 4.0345 | 0.96777 | 3.5756 | 8.3771 | 0.58318 | 0 | 5.9617 | 1.9071
2 | 1.0693 | Zero | 2 | High | High | In | Low | Ref | 1036 | 27856.5 | 3.3099 | 28891.3822 | CC-3 | 3.7101 | 0.88995 | 2.6483 | 6.8482 | 0.14612 | 0 | 5.9617 | 0.47782
2 | 0.86148 | Moderate | 4 | High | High | In | Mid | Ref | 1037 | 27856.5 | 2.2862 | 29255.3822 | CC-2 | 3.127 | 0.75009 | 3.1698 | 6.2061 | -0.044409 | 0 | 5.9617 | -0.14523
2 | 1.1084 | Large | 6 | Low | High | Out | Low | LimitedEE | 1038 | 30710.37 | 12.631 | 30137.3931 | ESR-4h-24 | 9.32 | 2.2356 | 5.6303 | 20.4969 | 3.3717 | 2.3437 | 5.9617 | 11.0259
2 | 0.78708 | Moderate | 8 | Mid | Low | In | Mid | LimitedEE | 1039 | 30710.37 | 8.9953 | 30602.5071 | NewCT2-2 | 6.3888 | 1.5325 | 3.1152 | 13.643 | 1.9308 | 0.60717 | 5.9617 | 6.3141
2 | 1.1063 | Zero | 4 | Mid | Low | In | High | LimitedEE | 1040 | 30710.37 | 13.6872 | 29945.0722 | ESR-4h-25 | 9.1725 | 2.2002 | 2.4194 | 18.3068 | 2.9247 | 1.805 | 5.9617 | 9.5642
2 | 0.93209 | Zero | 4 | Low | Low | In | Low | AllOptions | 1041 | 29266.38 | 9.7299 | 29052.0288 | ESR-4h-26 | 9.1324 | 2.1906 | 3.6468 | 15.5674 | 2.3363 | 1.0959 | 5.9617 | 7.6402
2 | 0.79558 | Large | 6 | Mid | Mid | In | High | LimitedEE | 1042 | 30710.37 | 8.9953 | 30605.4034 | NewCT2-1 | 6.245 | 1.498 | 4.278 | 14.7712 | 2.1638 | 0.88799 | 5.9617 | 7.076
2 | 1.1317 | Moderate | 8 | Mid | Mid | In | Mid | Ref | 1043 | 27856.5 | 5.838 | 28275.0722 | NY-4 | 5.0348 | 1.2077 | 3.5022 | 10.5479 | 1.2144 | 0 | 5.9617 | 3.9713
2 | 1.0017 | Zero | 4 | Mid | High | Out | Low | LimitedEE | 1044 | 30710.37 | 13.6872 | 29996.7683 | ESR-4h-29 | 9.439 | 2.2641 | 4.311 | 20.2623 | 3.3292 | 2.2926 | 5.9617 | 10.8871
2 | 1.1018 | Large | 8 | Mid | High | In | Low | AllOptions | 1045 | 29266.38 | 8.2453 | 29275.4704 | NewCT1-1 | 8.8126 | 2.1139 | 3.1215 | 13.4806 | 1.8963 | 0.5656 | 5.9617 | 6.2012
2 | 0.76742 | Large | 2 | Mid | Low | In | High | AllOptions | 1046 | 29266.38 | 8.9953 | 29157.9829 | NewCT2-1 | 11.2732 | 2.7041 | 3.9856 | 15.685 | 2.3594 | 1.1237 | 5.9617 | 7.7157
2 | 0.83526 | Moderate | 6 | Mid | High | Out | High | Ref | 1047 | 27856.5 | 5.8 | 28284.3519 | NY-4 | 5.0541 | 1.2123 | 2.88 | 9.8923 | 1.0287 | 0 | 5.9617 | 3.3639
2 | 1.0448 | Large | 2 | High | Low | In | Mid | Ref | 1048 | 27856.5 | 5.5342 | 28336.6643 | CC-4 | 7.0213 | 1.6842 | 2.934 | 10.1524 | 1.1038 | 0 | 5.9617 | 3.6097
2 | 0.87641 | Large | 8 | High | Mid | Out | High | Ref | 1049 | 27856.5 | 6.6105 | 28128.6643 | CC-4 | 6.2234 | 1.4928 | 4.2173 | 12.3206 | 1.644 | 0.26144 | 5.9617 | 5.376
2 | 1.0038 | Zero | 6 | High | Low | Out | High | AllOptions | 1050 | 29266.38 | 8.9953 | 29163.8707 | NewCT2-3 | 9.6485 | 2.3144 | 3.8379 | 15.1476 | 2.2462 | 0.98723 | 5.9617 | 7.3453
2 | 1.0153 | Zero | 8 | Low | Low | In | High | Ref | 1051 | 27856.5 | 8.2453 | 27865.9487 | NewCT1-3 | 9.5249 | 2.2847 | 3.1608 | 13.6908 | 1.9407 | 0.6191 | 5.9617 | 6.3464
2 | 1.1868 | Large | 4 | Low | Mid | In | Low | LimitedEE | 1052 | 30710.37 | 13.6872 | 29416.7322 | ESR-4h-21 | 12.2449 | 2.9372 | 3.4588 | 20.0832 | 3.296 | 2.2525 | 5.9617 | 10.7783
2 | 1.0427 | Large | 8 | Low | Low | In | High | AllOptions | 1053 | 29266.38 | 8.9953 | 29162.3529 | NewCT2-1 | 8.4789 | 2.0338 | 3.1375 | 14.1667 | 2.0419 | 0.74099 | 5.9617 | 6.6772
2 | 1.0682 | Moderate | 6 | Low | Mid | Out | Mid | AllOptions | 1054 | 29266.38 | 9.9466 | 29022.976 | ESR-4h-19 | 8.7298 | 2.094 | 4.3456 | 16.3862 | 2.5062 | 1.3007 | 5.9617 | 8.1958
2 | 0.86057 | Zero | 8 | Mid | Mid | Out | Mid | DERBreakthrough | 1055 | 28095.27 | 8.2453 | 28104.893 | NewCT1-4 | 5.712 | 1.3701 | 3.1048 | 12.7203 | 1.735 | 0.37117 | 5.9617 | 5.6737
2 | 0.87936 | Large | 8 | Mid | High | Out | Low | DERBreakthrough | 1056 | 28095.27 | 8.2453 | 28103.2627 | NewCT1-1 | 9.5437 | 2.2893 | 3.499 | 14.0336 | 2.0116 | 0.70451 | 5.9617 | 6.5782
2 | 1.0783 | Zero | 2 | Low | High | Out | High | LimitedEE | 1057 | 30710.37 | 13.6872 | 29946.2322 | ESR-4h-30 | 11.5838 | 2.7786 | 3.7059 | 20.1717 | 3.3134 | 2.2735 | 5.9617 | 10.8353
2 | 1.1113 | Moderate | 4 | Low | High | Out | Mid | AllOptions | 1058 | 29266.38 | 9.3122 | 29110.5163 | ESR-4h-18 | 9.4198 | 2.2595 | 3.7561 | 15.3278 | 2.2849 | 1.0339 | 5.9617 | 7.4719
2 | 0.97102 | Large | 8 | Low | Mid | Out | Low | AllOptions | 1059 | 29266.38 | 8.9953 | 29164.2446 | NewCT2-3 | 7.2776 | 1.7457 | 3.5372 | 14.2782 | 2.0633 | 0.76683 | 5.9617 | 6.7473
2 | 1.0063 | Zero | 8 | Low | Low | In | High | Ref | 1060 | 27856.5 | 8.2453 | 27865.9487 | NewCT1-3 | 7.354 | 1.764 | 3.8129 | 13.8222 | 1.965 | 0.64832 | 5.9617 | 6.4257
2 | 1.2166 | Moderate | 4 | Mid | High | In | Low | LimitedEE | 1061 | 30710.37 | 9.5961 | 30514.0722 | NewCT2-2 | 8.0074 | 1.9207 | 2.8671 | 14.3839 | 2.0895 | 0.7984 | 5.9617 | 6.8329
2 | 0.79249 | Moderate | 8 | High | High | In | Low | AllOptions | 1062 | 29266.38 | 6.5 | 29560.42 | NY-5 | 4.9853 | 1.1958 | 3.7111 | 11.4069 | 1.4528 | 0.031088 | 5.9617 | 4.7509
2 | 0.81634 | Zero | 6 | Mid | Low | In | High | LimitedEE | 1063 | 30710.37 | 9.2783 | 30558.7341 | ESR-4h-27 | 9.2055 | 2.2081 | 3.1324 | 14.6188 | 2.1379 | 0.85671 | 5.9617 | 6.9911
2 | 1.1193 | Zero | 2 | Mid | High | In | High | LimitedEE | 1064 | 30710.37 | 10.1 | 30446.7578 | NY-5 | 8.5429 | 2.0492 | 3.8841 | 16.0333 | 2.4339 | 1.2135 | 5.9617 | 7.9593
2 | 0.79254 | Zero | 8 | High | Low | In | Mid | Ref | 1065 | 27856.5 | 8.0508 | 27886.6643 | NY-2 | 8.545 | 2.0497 | 3.6213 | 13.7218 | 1.9447 | 0.62392 | 5.9617 | 6.3595
2 | 0.77526 | Large | 2 | Mid | Low | In | Low | DERBreakthrough | 1066 | 28095.27 | 8.2453 | 28103.2717 | NewCT1-1 | 8.5347 | 2.0472 | 2.6535 | 12.946 | 1.7854 | 0.43197 | 5.9617 | 5.8387
2 | 0.82342 | Zero | 8 | High | Low | In | Mid | Ref | 1067 | 27856.5 | 8.0508 | 27886.6643 | NY-2 | 6.5781 | 1.5779 | 2.9553 | 12.584 | 1.7069 | 0.33731 | 5.9617 | 5.5818
2 | 1.1507 | Zero | 4 | Mid | Mid | Out | High | Ref | 1068 | 27856.5 | 8.3199 | 27845.0722 | NewCT1-2 | 9.6486 | 2.3144 | 2.449 | 13.0833 | 1.8157 | 0.46847 | 5.9617 | 5.9377
2 | 0.84881 | Zero | 2 | Mid | Low | In | Low | Ref | 1069 | 27856.5 | 8.6 | 27804.0063 | NY-3 | 10.2534 | 2.4595 | 3.4552 | 14.5147 | 2.114 | 0.82789 | 5.9617 | 6.9129
2 | 0.91185 | Large | 2 | Mid | High | In | High | AllOptions | 1070 | 29266.38 | 5.624 | 29728.0722 | CC-4 | 4.3591 | 1.0456 | 3.4747 | 10.1443 | 1.0974 | 0 | 5.9617 | 3.5885
2 | 0.94196 | Zero | 2 | High | Mid | In | High | Ref | 1071 | 27856.5 | 4.455 | 28578.6643 | CC-4 | 3.8551 | 0.92473 | 4.4202 | 9.8 | 0.99008 | 0 | 5.9617 | 3.2377
2 | 0.87396 | Large | 4 | High | High | In | Mid | AllOptions | 1072 | 29266.38 | 4.3865 | 30005.3822 | CC-4 | 5.6978 | 1.3667 | 3.128 | 8.8812 | 0.73305 | 0 | 5.9617 | 2.3972
2 | 0.76677 | Zero | 8 | Mid | High | In | High | Ref | 1073 | 27856.5 | 3.0378 | 28978.0722 | CC-3 | 3.6261 | 0.8698 | 2.4823 | 6.39 | 0.01428 | 0 | 5.9617 | 0.046699
2 | 1.2292 | Moderate | 8 | Mid | High | In | Mid | LimitedEE | 1074 | 30710.37 | 8.2453 | 30720.1172 | NewCT1-4 | 7.3684 | 1.7675 | 2.5008 | 12.5136 | 1.6945 | 0.32237 | 5.9617 | 5.5413
2 | 1.2075 | Moderate | 6 | Mid | Mid | In | Mid | Ref | 1075 | 27856.5 | 5.838 | 28275.0722 | NY-4 | 5.0754 | 1.2174 | 2.944 | 9.9995 | 1.0593 | 0 | 5.9617 | 3.4642
2 | 1.0213 | Moderate | 2 | Mid | Low | Out | Mid | DERBreakthrough | 1076 | 28095.27 | 11.3255 | 27675.0722 | ESR-4h-25 | 9.067 | 2.1749 | 3.2818 | 16.7822 | 2.5963 | 1.4092 | 5.9617 | 8.4902
2 | 0.81428 | Large | 2 | Mid | Low | In | Low | DERBreakthrough | 1077 | 28095.27 | 8.2453 | 28099.3537 | NewCT1-1 | 8.9025 | 2.1355 | 1.9627 | 12.3434 | 1.6614 | 0.28245 | 5.9617 | 5.433
2 | 0.85549 | Zero | 2 | Mid | High | In | Mid | LimitedEE | 1078 | 30710.37 | 9.3 | 30556.6956 | NY-4 | 7.5335 | 1.8071 | 3.1183 | 14.2253 | 2.0544 | 0.75613 | 5.9617 | 6.7182
2 | 0.86193 | Moderate | 6 | Mid | Mid | Out | Low | AllOptions | 1079 | 29266.38 | 8.9953 | 29154.8497 | NewCT2-3 | 7.7342 | 1.8552 | 3.602 | 14.4525 | 2.0999 | 0.811 | 5.9617 | 6.8671
2 | 0.94068 | Large | 2 | Low | Low | In | High | LimitedEE | 1080 | 30710.37 | 13.6872 | 29608.5452 | ESR-4h-31 | 10.5349 | 2.527 | 3.0109 | 19.2251 | 3.1163 | 2.036 | 5.9617 | 10.1909
2 | 0.89143 | Large | 2 | High | Low | In | Mid | AllOptions | 1081 | 29266.38 | 9.5484 | 29076.6643 | NewCT2-1 | 8.5175 | 2.0431 | 3.1343 | 14.7257 | 2.1605 | 0.88405 | 5.9617 | 7.0653
2 | 0.85931 | Large | 4 | Mid | Low | Out | Low | AllOptions | 1082 | 29266.38 | 13.6872 | 28338.1915 | ESR-4h-28 | 7.4635 | 1.7903 | 3.0848 | 18.5623 | 2.9752 | 1.8659 | 5.9617 | 9.7294
2 | 0.7741 | Large | 6 | Mid | Mid | In | High | Ref | 1083 | 27856.5 | 3.7765 | 28755.0722 | NY-5 | 5.7386 | 1.3765 | 2.021 | 7.174 | 0.24557 | 0 | 5.9617 | 0.80306
2 | 1.0846 | Large | 2 | Low | Mid | In | Mid | DERBreakthrough | 1084 | 28095.27 | 8.884 | 27999.7322 | ESR-4h-15 | 7.4928 | 1.7973 | 3.478 | 14.1594 | 2.0384 | 0.73684 | 5.9617 | 6.6659
2 | 0.90207 | Large | 2 | Mid | High | Out | Low | DERBreakthrough | 1085 | 28095.27 | 8.2453 | 28103.2627 | NewCT1-1 | 8.3466 | 2.0021 | 3.3278 | 13.5751 | 1.9152 | 0.58838 | 5.9617 | 6.2631
2 | 1.0048 | Zero | 8 | Mid | High | In | Low | LimitedEE | 1086 | 30710.37 | 8.9953 | 30600.2679 | NewCT2-2 | 6.4726 | 1.5526 | 3.5913 | 14.1391 | 2.0335 | 0.7309 | 5.9617 | 6.6498
2 | 0.97353 | Large | 2 | Low | Low | In | Low | Ref | 1087 | 27856.5 | 8.9953 | 27754.4475 | NewCT2-1 | 7.7801 | 1.8662 | 3.365 | 14.2265 | 2.0533 | 0.75477 | 5.9617 | 6.7145
2 | 1.0204 | Zero | 4 | Mid | High | Out | Low | DERBreakthrough | 1088 | 28095.27 | 8.2453 | 28097.9565 | NewCT1-2 | 8.2552 | 1.9802 | 2.4976 | 12.723 | 1.739 | 0.37597 | 5.9617 | 5.6867
2 | 1.175 | Large | 2 | Low | Mid | In | Low | Ref | 1089 | 27856.5 | 8.9953 | 27753.6836 | NewCT2-1 | 11.3111 | 2.7132 | 3.1639 | 14.8724 | 2.1915 | 0.92138 | 5.9617 | 7.1666
2 | 1.0417 | Moderate | 8 | High | High | In | Mid | AllOptions | 1090 | 29266.38 | 5.7359 | 29705.3822 | NY-3 | 6.6369 | 1.592 | 2.6943 | 10.0222 | 1.0678 | 0 | 5.9617 | 3.492
2 | 1.1621 | Zero | 6 | Mid | High | In | Mid | AllOptions | 1091 | 29266.38 | 8.2453 | 29270.9145 | NewCT1-1 | 5.5953 | 1.3421 | 3.5807 | 13.1681 | 1.8274 | 0.48256 | 5.9617 | 5.9759
2 | 0.99602 | Moderate | 8 | Low | Low | In | Mid | Ref | 1092 | 27856.5 | 8.2453 | 27864.4979 | NewCT1-3 | 8.2379 | 1.976 | 2.5998 | 12.8211 | 1.7592 | 0.40038 | 5.9617 | 5.753
2 | 0.9051 | Moderate | 2 | Mid | High | In | High | Ref | 1093 | 27856.5 | 3.0378 | 28978.0722 | CC-3 | 4.4327 | 1.0633 | 2.054 | 6.1552 | -0.050665 | 0 | 5.9617 | -0.16568
2 | 0.96615 | Zero | 8 | High | Low | In | Low | DERBreakthrough | 1094 | 28095.27 | 8.2453 | 28105.013 | NewCT1-2 | 7.2463 | 1.7382 | 3.565 | 13.5484 | 1.9082 | 0.57995 | 5.9617 | 6.2402
2 | 1.0343 | Large | 4 | Mid | High | In | High | LimitedEE | 1095 | 30710.37 | 8.9953 | 30607.6701 | NewCT2-1 | 11.6577 | 2.7963 | 3.4053 | 15.197 | 2.2591 | 1.0028 | 5.9617 | 7.3875
2 | 0.95862 | Large | 6 | Mid | Mid | In | Low | AllOptions | 1096 | 29266.38 | 8.8825 | 29171.0722 | NewCT1-3 | 8.5143 | 2.0423 | 4.2095 | 15.1343 | 2.2413 | 0.98134 | 5.9617 | 7.3293
2 | 0.94131 | Large | 8 | High | Mid | Out | High | Ref | 1097 | 27856.5 | 6.6105 | 28128.6643 | CC-4 | 9.0407 | 2.1686 | 2.374 | 11.153 | 1.3988 | 0 | 5.9617 | 4.5743
2 | 0.91059 | Moderate | 6 | Mid | Low | Out | High | LimitedEE | 1098 | 30710.37 | 13.6872 | 29772.1915 | ESR-4h-28 | 15.2712 | 3.6631 | 3.5524 | 20.9027 | 3.4694 | 2.4615 | 5.9617 | 11.3455
2 | 0.79014 | Moderate | 4 | Mid | High | In | High | AllOptions | 1099 | 29266.38 | 6.3948 | 29578.0722 | NY-4 | 5.7383 | 1.3764 | 4.141 | 11.9123 | 1.5577 | 0.15748 | 5.9617 | 5.0939
2 | 1.1116 | Moderate | 8 | Low | High | In | Low | AllOptions | 1100 | 29266.38 | 8.2453 | 29275.6051 | NewCT1-3 | 6.2588 | 1.5013 | 3.7185 | 13.4651 | 1.8897 | 0.55759 | 5.9617 | 6.1795
2 | 0.83297 | Moderate | 6 | Mid | High | In | Mid | Ref | 1101 | 27856.5 | 3.624 | 28798.0722 | NY-1 | 4.7707 | 1.1443 | 2.5833 | 7.3517 | 0.29288 | 0 | 5.9617 | 0.95778
2 | 1.1719 | Moderate | 2 | Low | High | In | High | Ref | 1102 | 27856.5 | 7.6983 | 27942.7322 | NY-5 | 6.1718 | 1.4804 | 3.5253 | 12.704 | 1.7292 | 0.36418 | 5.9617 | 5.6547
2 | 1.1356 | Moderate | 6 | Low | Mid | In | Mid | DERBreakthrough | 1103 | 28095.27 | 8.2453 | 28104.7239 | NewCT1-2 | 13.4315 | 3.2218 | 3.9902 | 15.4573 | 2.3111 | 1.0655 | 5.9617 | 7.5575
2 | 1.0299 | Zero | 2 | Low | Low | In | Low | LimitedEE | 1104 | 30710.37 | 13.6872 | 28862.2965 | ESR-4h-31 | 9.2565 | 2.2204 | 5.7286 | 21.6361 | 3.6129 | 2.6345 | 5.9617 | 11.8148
2 | 0.87667 | Moderate | 8 | Mid | High | In | Low | Ref | 1105 | 27856.5 | 4.4329 | 28584.0722 | NY-2 | 3.8973 | 0.93485 | 3.1622 | 8.5299 | 0.63075 | 0 | 5.9617 | 2.0627
2 | 0.7974 | Zero | 2 | Mid | Mid | In | Low | DERBreakthrough | 1106 | 28095.27 | 8.1929 | 28103.5355 | ESR-4h-29 | 6.2948 | 1.5099 | 3.7826 | 13.4854 | 1.8936 | 0.56236 | 5.9617 | 6.1925
2 | 0.91282 | Zero | 4 | Mid | Mid | In | Mid | DERBreakthrough | 1107 | 28095.27 | 8.2453 | 28104.1624 | NewCT1-1 | 6.8469 | 1.6424 | 4.333 | 14.2206 | 2.0466 | 0.74676 | 5.9617 | 6.6928
2 | 0.78111 | Large | 2 | High | Low | In | High | DERBreakthrough | 1108 | 28095.27 | 5.1063 | 28666.6643 | CC-4 | 5.373 | 1.2888 | 3.3091 | 9.7043 | 0.97078 | 0 | 5.9617 | 3.1746
2 | 1.1465 | Zero | 6 | Low | Low | In | Low | Ref | 1109 | 27856.5 | 8.9953 | 27748.0204 | NewCT2-2 | 7.3929 | 1.7734 | 3.1504 | 13.919 | 1.9892 | 0.67755 | 5.9617 | 6.505
2 | 1.0343 | Zero | 2 | Low | Mid | In | Mid | LimitedEE | 1110 | 30710.37 | 13.6872 | 29884.1554 | ESR-4h-31 | 11.9802 | 2.8737 | 3.2688 | 19.8296 | 3.2432 | 2.1889 | 5.9617 | 10.6058
2 | 0.88282 | Zero | 4 | Mid | Mid | In | High | Ref | 1111 | 27856.5 | 7.1 | 28043.6825 | NY-1 | 8.1774 | 1.9615 | 3.1412 | 12.2027 | 1.6249 | 0.23853 | 5.9617 | 5.3138
2 | 1.2102 | Zero | 2 | Mid | High | In | Mid | AllOptions | 1112 | 29266.38 | 8.2453 | 29270.9145 | NewCT1-1 | 8.6253 | 2.069 | 3.0175 | 13.3317 | 1.8653 | 0.5282 | 5.9617 | 6.0998
2 | 1.0535 | Moderate | 4 | Low | Low | Out | Low | DERBreakthrough | 1113 | 28095.27 | 11.7276 | 27627.0793 | ESR-4h-22 | 8.3791 | 2.0099 | 3.8489 | 17.5864 | 2.7638 | 1.6111 | 5.9617 | 9.038
2 | 0.94734 | Moderate | 6 | High | Mid | In | Mid | DERBreakthrough | 1114 | 28095.27 | 5 | 28690.6272 | NY-3 | 4.63 | 1.1106 | 3.2842 | 9.3948 | 0.88108 | 0 | 5.9617 | 2.8812
2 | 0.98808 | Large | 4 | Low | High | In | Low | DERBreakthrough | 1115 | 28095.27 | 6.9982 | 28298.7322 | ESR-4h-16 | 11.0233 | 2.6442 | 3.3545 | 12.9968 | 1.7923 | 0.44025 | 5.9617 | 5.8611
2 | 1.0715 | Zero | 4 | Low | High | In | High | Ref | 1116 | 27856.5 | 7.094 | 28044.9053 | ESR-4h-15 | 5.6852 | 1.3637 | 2.2828 | 10.7406 | 1.2797 | 0 | 5.9617 | 4.1848
2 | 0.93463 | Zero | 4 | Low | Mid | In | Mid | AllOptions | 1117 | 29266.38 | 8.9953 | 29158.9636 | NewCT2-2 | 8.4025 | 2.0155 | 3.988 | 14.9988 | 2.2137 | 0.94817 | 5.9617 | 7.2393
2 | 1.1109 | Moderate | 6 | Mid | Low | In | Low | Ref | 1118 | 27856.5 | 8.2453 | 27862.7997 | NewCT1-2 | 6.8202 | 1.636 | 3.8281 | 13.7094 | 1.9409 | 0.61936 | 5.9617 | 6.3471
2 | 1.1689 | Zero | 8 | Low | Low | In | High | LimitedEE | 1119 | 30710.37 | 10.4413 | 30401.8392 | ESR-4h-16 | 9.1433 | 2.1932 | 3.4026 | 16.0371 | 2.4374 | 1.2177 | 5.9617 | 7.9707
2 | 0.76646 | Moderate | 4 | Mid | Mid | In | Low | AllOptions | 1120 | 29266.38 | 8.2453 | 29270.0341 | NewCT1-2 | 9.1963 | 2.2059 | 2.9441 | 13.3953 | 1.8792 | 0.54495 | 5.9617 | 6.1452
2 | 0.87139 | Zero | 2 | High | High | In | Low | DERBreakthrough | 1121 | 28095.27 | 4.16 | 28891.3822 | CC-4 | 7.3433 | 1.7615 | 3.3716 | 9.293 | 0.85084 | 0 | 5.9617 | 2.7824
2 | 1.1865 | Large | 2 | Mid | High | In | Mid | LimitedEE | 1122 | 30710.37 | 12.6215 | 30138.0722 | NewCT2-1 | 11.6294 | 2.7896 | 3.6239 | 19.035 | 3.0726 | 1.9832 | 5.9617 | 10.0477
2 | 1.136 | Zero | 6 | Low | High | In | Low | Ref | 1123 | 27856.5 | 8.2453 | 27857.3697 | NewCT1-1 | 7.588 | 1.8201 | 3.5003 | 13.5658 | 1.9123 | 0.58482 | 5.9617 | 6.2534
2 | 1.212 | Moderate | 8 | Low | Mid | In | High | LimitedEE | 1124 | 30710.37 | 8.9953 | 30608.3234 | NewCT2-4 | 9.3923 | 2.2529 | 2.8729 | 14.1211 | 2.0337 | 0.73113 | 5.9617 | 6.6504
2 | 1.0355 | Moderate | 2 | Mid | High | In | Mid | LimitedEE | 1125 | 30710.37 | 11.4322 | 30277.6876 | ESR-4h-23 | 10.1453 | 2.4336 | 4.2496 | 18.1153 | 2.8738 | 1.7437 | 5.9617 | 9.3979
2 | 0.79925 | Moderate | 2 | High | Mid | Out | High | LimitedEE | 1126 | 30710.37 | 13.6872 | 28868.6643 | NewCT2-1 | 11.5912 | 2.7804 | 4.0236 | 20.4912 | 3.3794 | 2.3531 | 5.9617 | 11.0512
2 | 1.2173 | Moderate | 2 | Mid | High | In | High | Ref | 1127 | 27856.5 | 3.0378 | 28978.0722 | CC-3 | 3.5665 | 0.85549 | 3.2058 | 7.0992 | 0.21477 | 0 | 5.9617 | 0.70233
2 | 0.89792 | Zero | 4 | Mid | High | In | Low | AllOptions | 1128 | 29266.38 | 8.2453 | 29271.356 | NewCT1-2 | 10.6721 | 2.5599 | 3.1199 | 13.9251 | 1.9907 | 0.67932 | 5.9617 | 6.5098
2 | 0.99794 | Large | 2 | Mid | Mid | In | Mid | LimitedEE | 1129 | 30710.37 | 13.6872 | 29820.0504 | ESR-4h-28 | 11.4332 | 2.7425 | 3.2688 | 19.6985 | 3.2154 | 2.1553 | 5.9617 | 10.5148
2 | 0.7788 | Large | 4 | High | High | Out | Low | DERBreakthrough | 1130 | 28095.27 | 6.2113 | 28441.3822 | CC-4 | 4.4563 | 1.0689 | 4.1777 | 11.458 | 1.4611 | 0.041012 | 5.9617 | 4.7779
2 | 1.0891 | Moderate | 4 | Low | Mid | In | Mid | LimitedEE | 1131 | 30710.37 | 12.3143 | 30173.5621 | ESR-4h-26 | 12.3325 | 2.9582 | 3.1174 | 18.3899 | 2.9385 | 1.8216 | 5.9617 | 9.6092
2 | 0.89583 | Zero | 8 | Mid | Mid | Out | Low | LimitedEE | 1132 | 30710.37 | 10.8292 | 30352.0636 | ESR-4h-27 | 9.8729 | 2.3682 | 3.2839 | 16.4814 | 2.5324 | 1.3322 | 5.9617 | 8.2813
2 | 0.85011 | Large | 4 | Mid | Mid | Out | Low | LimitedEE | 1133 | 30710.37 | 13.6872 | 28996.0504 | ESR-4h-28 | 11.3068 | 2.7122 | 3.9286 | 20.3279 | 3.3453 | 2.3119 | 5.9617 | 10.9396
2 | 1.0868 | Moderate | 8 | Mid | Mid | In | High | DERBreakthrough | 1134 | 28095.27 | 5.8 | 28523.2254 | NY-4 | 8.7527 | 2.0995 | 2.2371 | 10.1366 | 1.1046 | 0 | 5.9617 | 3.6121
2 | 0.92182 | Large | 4 | Mid | Mid | In | Low | Ref | 1135 | 27856.5 | 6.9918 | 28061.0722 | CC-4 | 5.7151 | 1.3709 | 3.4552 | 11.8179 | 1.5415 | 0.13796 | 5.9617 | 5.0409
2 | 0.8982 | Moderate | 2 | Mid | Low | In | High | DERBreakthrough | 1136 | 28095.27 | 8.143 | 28111.0722 | NY-5 | 7.3269 | 1.7575 | 3.8696 | 13.7701 | 1.9536 | 0.6346 | 5.9617 | 6.3885
2 | 0.99694 | Large | 2 | High | High | Out | Mid | LimitedEE | 1137 | 30710.37 | 13.6872 | 29545.3822 | NewCT2-1 | 12.0259 | 2.8847 | 3.8653 | 20.4371 | 3.3688 | 2.3403 | 5.9617 | 11.0166
2 | 0.86669 | Zero | 2 | High | Mid | In | High | LimitedEE | 1138 | 30710.37 | 13.6872 | 30068.6643 | NY-5 | 11.5539 | 2.7715 | 3.8815 | 20.3401 | 3.3482 | 2.3154 | 5.9617 | 10.949
2 | 0.97278 | Moderate | 2 | Low | High | In | Mid | LimitedEE | 1139 | 30710.37 | 10.3995 | 30407.2048 | ESR-4h-26 | 10.9819 | 2.6343 | 3.2645 | 16.2982 | 2.4936 | 1.2855 | 5.9617 | 8.1545
2 | 0.97938 | Zero | 6 | High | Low | In | High | LimitedEE | 1140 | 30710.37 | 9.0791 | 30586.6643 | NewCT2-3 | 6.027 | 1.4457 | 2.577 | 13.1018 | 1.8189 | 0.47235 | 5.9617 | 5.9482
2 | 0.8031 | Zero | 8 | High | High | In | High | Ref | 1141 | 27856.5 | 1.7797 | 29488.65 | GT | 2.4538 | 0.5886 | 2.6865 | 5.0548 | -0.37516 | 0 | 5.9617 | -1.2268
2 | 1.0677 | Large | 8 | Low | Low | In | Low | LimitedEE | 1142 | 30710.37 | 11.9621 | 30214.4791 | ESR-4h-21 | 13.1695 | 3.159 | 3.2141 | 18.3352 | 2.9263 | 1.8069 | 5.9617 | 9.5694
2 | 1.2353 | Moderate | 2 | Mid | High | In | High | Ref | 1143 | 27856.5 | 3.0378 | 28978.0722 | CC-3 | 4.376 | 1.0497 | 2.2361 | 6.3236 | -0.0031267 | 0 | 5.9617 | -0.010225
2 | 0.78993 | Zero | 2 | High | Low | In | High | AllOptions | 1144 | 29266.38 | 9.3 | 29111.4885 | NY-4 | 8.0717 | 1.9362 | 3.0733 | 14.3094 | 2.0725 | 0.77796 | 5.9617 | 6.7775
2 | 0.80509 | Large | 4 | Mid | High | In | Low | Ref | 1145 | 27856.5 | 3.3337 | 28884.0722 | CC-3 | 4.5738 | 1.0971 | 2.767 | 7.1979 | 0.2468 | 0 | 5.9617 | 0.80709
2 | 0.94407 | Moderate | 4 | Mid | Low | In | High | Ref | 1146 | 27856.5 | 6.7082 | 28111.0722 | NY-5 | 5.0155 | 1.2031 | 3.2399 | 11.1511 | 1.3916 | 0 | 5.9617 | 4.5509
2 | 1.0045 | Large | 6 | Low | Mid | In | Mid | Ref | 1147 | 27856.5 | 8.2453 | 27864.8437 | NewCT1-1 | 7.7253 | 1.8531 | 3.9201 | 14.0185 | 2.006 | 0.69781 | 5.9617 | 6.56
2 | 1.2005 | Moderate | 2 | Mid | Low | Out | Low | DERBreakthrough | 1148 | 28095.27 | 13.6872 | 26957.0722 | NewCT2-1 | 12.7636 | 3.0616 | 4.1131 | 20.8619 | 3.4576 | 2.4473 | 5.9617 | 11.3069
2 | 0.90914 | Zero | 4 | Mid | High | In | High | LimitedEE | 1149 | 30710.37 | 8.9953 | 30604.2261 | NewCT2-2 | 9.4526 | 2.2674 | 3.6127 | 14.8754 | 2.1896 | 0.91912 | 5.9617 | 7.1605
2 | 1.1758 | Zero | 8 | Low | High | In | Mid | AllOptions | 1150 | 29266.38 | 8.2453 | 29271.2589 | NewCT1-3 | 7.2684 | 1.7435 | 2.9751 | 12.9638 | 1.7874 | 0.43436 | 5.9617 | 5.8452
2 | 1.2318 | Zero | 2 | Low | Mid | Out | Low | AllOptions | 1151 | 29266.38 | 13.6872 | 27476.7322 | ESR-4h-21 | 11.0068 | 2.6402 | 4.4941 | 20.8215 | 3.4469 | 2.4344 | 5.9617 | 11.2719
2 | 1.052 | Zero | 2 | Mid | Mid | Out | Mid | AllOptions | 1152 | 29266.38 | 13.6872 | 28407.5722 | ESR-4h-26 | 9.4321 | 2.2625 | 4.1397 | 20.0894 | 3.2935 | 2.2495 | 5.9617 | 10.7702
2 | 1.1517 | Moderate | 8 | Mid | High | In | Mid | AllOptions | 1153 | 29266.38 | 7.4209 | 29398.0722 | NY-5 | 8.501 | 2.0391 | 3.1846 | 12.6447 | 1.7185 | 0.3513 | 5.9617 | 5.6198
2 | 1.0193 | Moderate | 4 | Mid | High | In | Mid | AllOptions | 1154 | 29266.38 | 7.4209 | 29398.0722 | NY-5 | 4.6718 | 1.1206 | 3.3887 | 11.9302 | 1.5657 | 0.16715 | 5.9617 | 5.1201
2 | 0.98984 | Zero | 4 | Low | Mid | Out | Mid | Ref | 1155 | 27856.5 | 8.9953 | 27754.2891 | NewCT2-1 | 7.7522 | 1.8595 | 2.4905 | 13.3452 | 1.8711 | 0.53521 | 5.9617 | 6.1188
2 | 1.0888 | Large | 2 | Low | High | In | Mid | LimitedEE | 1156 | 30710.37 | 12.1097 | 30196.7322 | ESR-4h-23 | 10.2988 | 2.4704 | 3.3187 | 17.8988 | 2.8331 | 1.6946 | 5.9617 | 9.2646
2 | 1.136 | Zero | 2 | Low | Low | Out | Mid | Ref | 1157 | 27856.5 | 13.0859 | 27246.2461 | ESR-4h-22 | 9.2313 | 2.2143 | 2.8789 | 18.179 | 2.895 | 1.7692 | 5.9617 | 9.4671
2 | 0.96234 | Zero | 8 | Mid | High | Out | Mid | AllOptions | 1158 | 29266.38 | 8.4972 | 29228.0722 | NewCT1-4 | 9.7055 | 2.3281 | 2.929 | 13.7543 | 1.9555 | 0.6369 | 5.9617 | 6.3947
2 | 1.1782 | Zero | 4 | Mid | Mid | In | High | Ref | 1159 | 27856.5 | 7.1 | 28043.6825 | NY-1 | 6.4812 | 1.5547 | 2.8042 | 11.4588 | 1.4689 | 0.050478 | 5.9617 | 4.8036
2 | 0.992 | Large | 4 | Mid | Low | In | Low | DERBreakthrough | 1160 | 28095.27 | 8.2453 | 28100.538 | NewCT1-2 | 6.9789 | 1.674 | 3.9578 | 13.8772 | 1.9758 | 0.66141 | 5.9617 | 6.4612
2 | 1.0793 | Large | 4 | Mid | Low | Out | High | AllOptions | 1161 | 29266.38 | 12.1758 | 28745.0722 | ESR-4h-25 | 13.1738 | 3.16 | 3.303 | 18.6389 | 2.9903 | 1.884 | 5.9617 | 9.7786
2 | 0.97451 | Moderate | 2 | Mid | Mid | In | Mid | LimitedEE | 1162 | 30710.37 | 13.6872 | 29820.0504 | ESR-4h-28 | 12.0516 | 2.8908 | 2.4383 | 19.0163 | 3.0752 | 1.9864 | 5.9617 | 10.0564
2 | 1.1575 | Moderate | 2 | Mid | High | Out | Low | AllOptions | 1163 | 29266.38 | 13.4395 | 28602.0087 | ESR-4h-22 | 12.413 | 2.9775 | 3.9937 | 20.4108 | 3.3625 | 2.3327 | 5.9617 | 10.996
2 | 1.0843 | Moderate | 6 | Mid | Mid | In | High | Ref | 1164 | 27856.5 | 5 | 28451.636 | NY-3 | 6.0937 | 1.4617 | 2.2762 | 8.7379 | 0.69794 | 0 | 5.9617 | 2.2824
2 | 1.0562 | Moderate | 4 | Low | High | In | High | Ref | 1165 | 27856.5 | 6.9457 | 28069.9863 | ESR-4h-10 | 5.7969 | 1.3905 | 3.1955 | 11.5318 | 1.4822 | 0.066507 | 5.9617 | 4.8471
2 | 0.86133 | Large | 4 | Mid | Low | Out | Low | Ref | 1166 | 27856.5 | 8.9953 | 27750.5754 | NewCT2-2 | 7.0764 | 1.6974 | 4.123 | 14.8157 | 2.1741 | 0.90041 | 5.9617 | 7.1097
2 | 0.92943 | Moderate | 2 | Mid | Mid | In | Low | AllOptions | 1167 | 29266.38 | 9.6863 | 29057.9038 | ESR-4h-24 | 7.4768 | 1.7935 | 2.6881 | 14.1679 | 2.0446 | 0.74434 | 5.9617 | 6.6862
2 | 0.88621 | Moderate | 4 | High | Low | In | Mid | Ref | 1168 | 27856.5 | 6.2959 | 28186.6643 | NY-4 | 5.744 | 1.3778 | 2.9938 | 10.6675 | 1.253 | 0 | 5.9617 | 4.0975
2 | 1.0073 | Moderate | 6 | High | Low | In | Mid | DERBreakthrough | 1169 | 28095.27 | 6.7821 | 28336.6643 | NY-5 | 7.6217 | 1.8282 | 3.1386 | 11.7489 | 1.5286 | 0.12244 | 5.9617 | 4.9988
2 | 1.0717 | Zero | 8 | High | Low | In | High | AllOptions | 1170 | 29266.38 | 8.2453 | 29271.5411 | NewCT1-3 | 10.1778 | 2.4414 | 2.7127 | 13.3993 | 1.8813 | 0.54754 | 5.9617 | 6.1522
2 | 1.145 | Moderate | 2 | Low | Mid | In | Low | DERBreakthrough | 1171 | 28095.27 | 9.5212 | 27910.0286 | ESR-4h-15 | 7.6539 | 1.836 | 2.7007 | 14.0578 | 2.0212 | 0.71609 | 5.9617 | 6.6096
2 | 0.825 | Zero | 8 | Mid | High | In | Low | Ref | 1172 | 27856.5 | 5.7929 | 28284.0722 | CC-4 | 7.5812 | 1.8185 | 2.5896 | 10.2009 | 1.1206 | 0 | 5.9617 | 3.6644
2 | 0.89844 | Zero | 6 | Mid | Mid | In | Low | DERBreakthrough | 1173 | 28095.27 | 8.2453 | 28103.9409 | NewCT1-2 | 8.1575 | 1.9567 | 3.2061 | 13.4081 | 1.8805 | 0.54647 | 5.9617 | 6.1494
2 | 1.0062 | Large | 2 | High | High | In | Mid | LimitedEE | 1174 | 30710.37 | 8.9953 | 30607.7889 | NewCT2-1 | 6.3155 | 1.5149 | 4.0409 | 14.5511 | 2.1184 | 0.83326 | 5.9617 | 6.9275
2 | 0.9844 | Large | 6 | Low | High | In | High | DERBreakthrough | 1175 | 28095.27 | 6.2485 | 28435.8004 | ESR-4h-13 | 7.0199 | 1.6839 | 3.0554 | 10.9877 | 1.3456 | 0 | 5.9617 | 4.4002
2 | 0.85506 | Zero | 2 | Mid | High | In | High | LimitedEE | 1176 | 30710.37 | 8.9953 | 30608.3354 | NewCT2-1 | 7.1002 | 1.7031 | 4.004 | 14.7024 | 2.1507 | 0.87223 | 5.9617 | 7.0332
2 | 0.87634 | Large | 6 | Mid | Mid | In | High | DERBreakthrough | 1177 | 28095.27 | 4.7162 | 28755.0722 | CC-4 | 5.4819 | 1.315 | 3.3021 | 9.3332 | 0.86305 | 0 | 5.9617 | 2.8223
2 | 1.1248 | Large | 8 | Low | Low | In | High | AllOptions | 1178 | 29266.38 | 8.9953 | 29161.3431 | NewCT2-2 | 6.4836 | 1.5552 | 3.5859 | 14.1364 | 2.0329 | 0.73024 | 5.9617 | 6.648
2 | 0.98466 | Zero | 2 | Mid | Low | In | Mid | LimitedEE | 1179 | 30710.37 | 13.6872 | 29162.1915 | ESR-4h-28 | 9.2097 | 2.2091 | 4.3711 | 20.2674 | 3.33 | 2.2935 | 5.9617 | 10.8896
2 | 0.86516 | Zero | 4 | High | High | Out | Mid | Ref | 1180 | 27856.5 | 7.0246 | 28055.3822 | CC-4 | 6.1967 | 1.4864 | 3.3639 | 11.8749 | 1.5541 | 0.15315 | 5.9617 | 5.0822
2 | 0.96841 | Zero | 8 | Mid | High | In | High | DERBreakthrough | 1181 | 28095.27 | 3.8336 | 28978.0722 | CC-3 | 5.3567 | 1.2849 | 2.7653 | 7.8839 | 0.4461 | 0 | 5.9617 | 1.4588
2 | 1.193 | Zero | 2 | Mid | Low | In | High | AllOptions | 1182 | 29266.38 | 11.2855 | 28851.0722 | NY-5 | 9.9555 | 2.388 | 3.5769 | 17.2504 | 2.694 | 1.527 | 5.9617 | 8.8098
2 | 1.1224 | Large | 2 | Mid | High | In | High | AllOptions | 1183 | 29266.38 | 5.624 | 29728.0722 | CC-4 | 7.1002 | 1.7031 | 2.1258 | 9.4529 | 0.90681 | 0 | 5.9617 | 2.9654
2 | 0.99946 | Moderate | 8 | Low | High | In | Low | LimitedEE | 1184 | 30710.37 | 8.9953 | 30600.9619 | NewCT2-1 | 10.4532 | 2.5074 | 3.324 | 14.8267 | 2.1809 | 0.90859 | 5.9617 | 7.1319
2 | 0.78566 | Moderate | 6 | Mid | High | In | Low | LimitedEE | 1185 | 30710.37 | 8.2453 | 30718.6948 | NewCT1-3 | 5.2313 | 1.2548 | 3.3717 | 12.8718 | 1.7657 | 0.40814 | 5.9617 | 5.774
2 | 0.80633 | Zero | 4 | Mid | Low | In | Low | DERBreakthrough | 1186 | 28095.27 | 8.3988 | 28071.9935 | ESR-4h-29 | 8.1983 | 1.9665 | 2.7777 | 13.143 | 1.8266 | 0.48154 | 5.9617 | 5.9732
2 | 1.1586 | Moderate | 8 | Low | Low | In | Low | AllOptions | 1187 | 29266.38 | 8.9953 | 29157.8896 | NewCT2-4 | 8.492 | 2.037 | 3.2287 | 14.261 | 2.0614 | 0.76452 | 5.9617 | 6.741
2 | 0.95229 | Large | 8 | High | Mid | In | Low | Ref | 1188 | 27856.5 | 4.2302 | 28634.6643 | CC-4 | 6.5946 | 1.5818 | 3.1257 | 8.9377 | 0.7495 | 0 | 5.9617 | 2.451
2 | 1.03 | Large | 6 | High | High | In | High | AllOptions | 1189 | 29266.38 | 3.7034 | 30185.3822 | CC-3 | 3.4999 | 0.83953 | 3.4617 | 8.0047 | 0.47586 | 0 | 5.9617 | 1.5561
2 | 0.84545 | Large | 2 | Mid | Low | In | Mid | AllOptions | 1190 | 29266.38 | 9.8462 | 29036.3057 | ESR-4h-27 | 10.9608 | 2.6292 | 2.5998 | 15.0752 | 2.2377 | 0.97704 | 5.9617 | 7.3176
2 | 0.80476 | Moderate | 6 | Mid | High | In | Low | Ref | 1191 | 27856.5 | 4.4329 | 28584.0722 | NY-2 | 5.0737 | 1.217 | 3.3327 | 8.9826 | 0.76095 | 0 | 5.9617 | 2.4884
2 | 1.049 | Moderate | 6 | Low | High | In | Low | DERBreakthrough | 1192 | 28095.27 | 6.9982 | 28298.7322 | ESR-4h-16 | 10.3628 | 2.4857 | 2.5964 | 12.0803 | 1.602 | 0.21088 | 5.9617 | 5.2388
2 | 0.81587 | Zero | 8 | Mid | High | In | Low | DERBreakthrough | 1193 | 28095.27 | 7.083 | 28284.0722 | CC-4 | 7.0075 | 1.6809 | 3.7796 | 12.5435 | 1.6937 | 0.32142 | 5.9617 | 5.5387
2 | 0.96792 | Zero | 8 | High | Low | In | High | Ref | 1194 | 27856.5 | 7.1 | 28043.2957 | NY-1 | 5.5767 | 1.3377 | 2.6512 | 11.0888 | 1.378 | 0 | 5.9617 | 4.5064
2 | 1.205 | Moderate | 2 | Low | Low | Out | Mid | DERBreakthrough | 1195 | 28095.27 | 13.6872 | 27108.2322 | ESR-4h-20 | 10.8665 | 2.6066 | 3.4581 | 19.7518 | 3.2256 | 2.1677 | 5.9617 | 10.5483
2 | 1.1019 | Zero | 6 | Low | Mid | In | Mid | Ref | 1196 | 27856.5 | 8.2453 | 27862.118 | NewCT1-3 | 6.544 | 1.5697 | 3.862 | 13.677 | 1.9339 | 0.61084 | 5.9617 | 6.324
2 | 1.0618 | Zero | 6 | Mid | Mid | In | Low | Ref | 1197 | 27856.5 | 8.2453 | 27865.1476 | NewCT1-1 | 7.1476 | 1.7145 | 3.9148 | 13.8746 | 1.9755 | 0.66104 | 5.9617 | 6.4602
2 | 1.1705 | Moderate | 6 | Mid | Mid | In | High | Ref | 1198 | 27856.5 | 5 | 28451.636 | NY-3 | 5.2862 | 1.268 | 3.1773 | 9.4453 | 0.89655 | 0 | 5.9617 | 2.9319
2 | 1.0922 | Large | 8 | Mid | Low | In | High | AllOptions | 1199 | 29266.38 | 8.2453 | 29270.862 | NewCT1-4 | 7.7951 | 1.8698 | 2.9693 | 13.0843 | 1.813 | 0.46524 | 5.9617 | 5.9289
2 | 0.83694 | Moderate | 8 | High | Low | In | Mid | AllOptions | 1200 | 29266.38 | 8.2453 | 29276.2521 | NewCT1-3 | 6.8735 | 1.6488 | 4.1967 | 14.0907 | 2.0198 | 0.71444 | 5.9617 | 6.6051
2 | 1.1914 | Large | 2 | Low | High | In | Mid | Ref | 1201 | 27856.5 | 8.2453 | 27865.2088 | NewCT1-1 | 5.5724 | 1.3367 | 2.6982 | 12.2801 | 1.6438 | 0.2613 | 5.9617 | 5.3756
2 | 0.84561 | Large | 8 | High | Low | Out | High | LimitedEE | 1202 | 30710.37 | 10.2466 | 30426.6643 | NewCT2-4 | 10.63 | 2.5498 | 3.2276 | 16.0241 | 2.4356 | 1.2156 | 5.9617 | 7.9649
2 | 1.1378 | Large | 4 | Mid | Mid | In | High | LimitedEE | 1203 | 30710.37 | 11.7834 | 30235.0722 | NewCT2-2 | 11.9914 | 2.8764 | 2.4618 | 17.1216 | 2.6729 | 1.5015 | 5.9617 | 8.7407
2 | 0.92411 | Moderate | 4 | High | Mid | Out | Mid | LimitedEE | 1204 | 30710.37 | 13.6872 | 29278.6643 | NewCT2-2 | 8.0089 | 1.9211 | 3.3696 | 18.9779 | 3.0619 | 1.9703 | 5.9617 | 10.0127
2 | 0.81471 | Moderate | 4 | High | Low | In | Low | DERBreakthrough | 1205 | 28095.27 | 8.2453 | 28104.245 | NewCT1-1 | 9.6552 | 2.316 | 4.0432 | 14.6045 | 2.1297 | 0.84691 | 5.9617 | 6.9646
2 | 1.0429 | Zero | 8 | High | High | In | Mid | AllOptions | 1206 | 29266.38 | 7.377 | 29405.3822 | NY-1 | 8.9059 | 2.1363 | 2.7297 | 12.243 | 1.6358 | 0.2516 | 5.9617 | 5.3493
2 | 0.8993 | Moderate | 4 | High | Low | Out | High | AllOptions | 1207 | 29266.38 | 10.5237 | 28946.6643 | NewCT2-2 | 9.4789 | 2.2737 | 3.0938 | 15.8912 | 2.4082 | 1.1825 | 5.9617 | 7.8751
2 | 1.0916 | Large | 8 | Mid | Mid | In | Mid | Ref | 1208 | 27856.5 | 5.1192 | 28425.0722 | CC-4 | 5.5378 | 1.3284 | 2.0209 | 8.4685 | 0.62162 | 0 | 5.9617 | 2.0328
2 | 0.92299 | Zero | 2 | High | High | In | Mid | AllOptions | 1209 | 29266.38 | 7.377 | 29405.3822 | NY-1 | 7.1084 | 1.7051 | 2.4199 | 11.502 | 1.4802 | 0.064118 | 5.9617 | 4.8406
2 | 1.0128 | Moderate | 4 | Low | Low | In | Low | DERBreakthrough | 1210 | 28095.27 | 8.9953 | 27984.6672 | NewCT2-1 | 6.1741 | 1.481 | 3.3337 | 13.81 | 1.965 | 0.64842 | 5.9617 | 6.426
2 | 0.78596 | Zero | 6 | High | Low | In | Low | AllOptions | 1211 | 29266.38 | 8.9953 | 29154.9497 | NewCT2-2 | 8.6626 | 2.0779 | 3.3542 | 14.4274 | 2.096 | 0.80624 | 5.9617 | 6.8542
2 | 1.2299 | Zero | 8 | Mid | Mid | In | Low | AllOptions | 1212 | 29266.38 | 8.6 | 29213.6509 | NY-3 | 6.422 | 1.5404 | 2.754 | 12.8944 | 1.7739 | 0.41809 | 5.9617 | 5.801
2 | 1.1974 | Large | 6 | Low | Mid | In | Low | DERBreakthrough | 1213 | 28095.27 | 8.3162 | 28085.0896 | ESR-4h-13 | 11.0954 | 2.6615 | 3.1979 | 14.1755 | 2.0434 | 0.74286 | 5.9617 | 6.6822
2 | 0.77121 | Large | 2 | High | Low | In | High | Ref | 1214 | 27856.5 | 4.1057 | 28666.6643 | CC-4 | 5.5087 | 1.3214 | 2.6842 | 8.1112 | 0.51276 | 0 | 5.9617 | 1.6768
2 | 0.82443 | Moderate | 8 | Mid | High | In | High | DERBreakthrough | 1215 | 28095.27 | 3.5 | 29074.8803 | NY-1 | 4.7009 | 1.1276 | 3.7335 | 8.3611 | 0.57735 | 0 | 5.9617 | 1.888
2 | 1.163 | Zero | 6 | Mid | Low | In | Low | AllOptions | 1216 | 29266.38 | 8.9953 | 29164.3252 | NewCT2-3 | 6.3191 | 1.5158 | 3.6128 | 14.1238 | 2.0301 | 0.72683 | 5.9617 | 6.6387
2 | 1.1769 | Moderate | 4 | Mid | Low | In | Low | Ref | 1217 | 27856.5 | 8.2453 | 27862.7997 | NewCT1-2 | 7.6741 | 1.8408 | 3.1001 | 13.1862 | 1.8339 | 0.4904 | 5.9617 | 5.9972
2 | 0.79083 | Moderate | 6 | Mid | Mid | In | Mid | LimitedEE | 1218 | 30710.37 | 8.9953 | 30602.5083 | NewCT2-2 | 7.5233 | 1.8046 | 4.1937 | 14.9936 | 2.2115 | 0.94545 | 5.9617 | 7.2319
2 | 0.90539 | Moderate | 2 | Mid | Low | In | High | Ref | 1219 | 27856.5 | 6.7082 | 28111.0722 | NY-5 | 7.4468 | 1.7863 | 3.166 | 11.6605 | 1.5097 | 0.099633 | 5.9617 | 4.9369
2 | 0.93824 | Zero | 8 | High | Low | In | Low | DERBreakthrough | 1220 | 28095.27 | 8.2453 | 28105.013 | NewCT1-2 | 7.4979 | 1.7985 | 3.4007 | 13.4445 | 1.8871 | 0.55446 | 5.9617 | 6.171
2 | 1.1812 | Moderate | 6 | Low | High | Out | Low | LimitedEE | 1221 | 30710.37 | 12.8473 | 30112.7322 | ESR-4h-23 | 10.6271 | 2.5491 | 3.7233 | 19.1197 | 3.09 | 2.0042 | 5.9617 | 10.1047
2 | 0.77395 | Moderate | 2 | Mid | Low | In | Mid | DERBreakthrough | 1222 | 28095.27 | 7.6526 | 28189.0536 | ESR-4h-29 | 5.1364 | 1.2321 | 3.497 | 12.3817 | 1.6609 | 0.28192 | 5.9617 | 5.4315
2 | 1.0354 | Zero | 8 | High | High | In | High | AllOptions | 1223 | 29266.38 | 6.3555 | 29585.3822 | CC-4 | 5.5767 | 1.3377 | 2.609 | 10.3022 | 1.1498 | 0 | 5.9617 | 3.7601
2 | 0.90242 | Moderate | 8 | Mid | Mid | In | Low | LimitedEE | 1224 | 30710.37 | 8.9953 | 30603.1716 | NewCT2-3 | 10.4185 | 2.4991 | 3.6896 | 15.184 | 2.2547 | 0.99755 | 5.9617 | 7.3733
2 | 1.1786 | Large | 6 | Mid | Low | In | High | Ref | 1225 | 27856.5 | 6.7082 | 28111.0722 | CC-4 | 6.6665 | 1.5991 | 2.8652 | 11.1725 | 1.4007 | 0 | 5.9617 | 4.5805
2 | 1.0713 | Large | 8 | High | Mid | In | Mid | DERBreakthrough | 1226 | 28095.27 | 3.7591 | 28998.6643 | NY-5 | 3.9746 | 0.9534 | 3.1871 | 7.8996 | 0.44745 | 0 | 5.9617 | 1.4632
2 | 0.82816 | Zero | 8 | High | Mid | In | High | DERBreakthrough | 1227 | 28095.27 | 5.5186 | 28578.6643 | CC-4 | 6.4847 | 1.5555 | 2.8524 | 9.9265 | 1.0388 | 0 | 5.9617 | 3.3971
2 | 0.99984 | Large | 6 | High | Low | In | High | AllOptions | 1228 | 29266.38 | 8.2453 | 29275.5468 | NewCT1-2 | 6.7767 | 1.6255 | 3.6468 | 13.5176 | 1.9012 | 0.57153 | 5.9617 | 6.2173
2 | 0.91756 | Zero | 4 | Mid | High | In | Low | AllOptions | 1229 | 29266.38 | 8.2453 | 29271.356 | NewCT1-2 | 9.5226 | 2.2842 | 4.2474 | 14.7769 | 2.1652 | 0.88964 | 5.9617 | 7.0805
2 | 0.90641 | Zero | 4 | Mid | Mid | In | Mid | LimitedEE | 1230 | 30710.37 | 10.7049 | 30367.7046 | ESR-4h-29 | 9.0229 | 2.1643 | 3.6744 | 16.5437 | 2.5434 | 1.3455 | 5.9617 | 8.3174
2 | 1.169 | Large | 6 | Low | High | In | Low | LimitedEE | 1231 | 30710.37 | 9.5623 | 30518.7322 | NewCT2-3 | 5.7792 | 1.3863 | 3.5132 | 14.4618 | 2.1024 | 0.81397 | 5.9617 | 6.8752
2 | 1.0941 | Large | 4 | Mid | Mid | In | Low | DERBreakthrough | 1232 | 28095.27 | 8.2453 | 28098.7836 | NewCT1-1 | 8.3904 | 2.0126 | 3.6261 | 13.884 | 1.9791 | 0.66539 | 5.9617 | 6.472
2 | 1.2255 | Large | 6 | Mid | High | Out | High | LimitedEE | 1233 | 30710.37 | 8.9953 | 30607.8528 | NewCT2-3 | 5.4117 | 1.2981 | 2.9516 | 13.2449 | 1.8472 | 0.50644 | 5.9617 | 6.0407
2 | 1.186 | Zero | 6 | Mid | Low | In | High | LimitedEE | 1234 | 30710.37 | 10.994 | 30331.0722 | NY-5 | 8.3091 | 1.9931 | 3.5716 | 16.5588 | 2.5472 | 1.3501 | 5.9617 | 8.3297
2 | 1.1881 | Moderate | 6 | Low | High | In | Mid | DERBreakthrough | 1235 | 28095.27 | 8.2263 | 28099.3864 | ESR-4h-13 | 7.5751 | 1.817 | 2.5238 | 12.5672 | 1.7058 | 0.33592 | 5.9617 | 5.5781
2 | 0.81403 | Zero | 8 | Mid | High | In | Mid | Ref | 1236 | 27856.5 | 4.1776 | 28648.0722 | CC-4 | 6.2644 | 1.5026 | 2.5822 | 8.2625 | 0.55748 | 0 | 5.9617 | 1.823
2 | 0.93986 | Moderate | 6 | High | High | In | High | Ref | 1237 | 27856.5 | 1.7797 | 29488.65 | GT | 2.6754 | 0.64175 | 2.7227 | 5.1442 | -0.34946 | 0 | 5.9617 | -1.1428
2 | 0.80395 | Moderate | 6 | Mid | High | In | High | Ref | 1238 | 27856.5 | 3.0378 | 28978.0722 | CC-3 | 5.2459 | 1.2583 | 3.2124 | 7.5086 | 0.33365 | 0 | 5.9617 | 1.0911
2 | 1.2207 | Zero | 6 | Low | High | In | Low | DERBreakthrough | 1239 | 28095.27 | 8.5423 | 28050.5376 | ESR-4h-10 | 7.9744 | 1.9128 | 3.834 | 14.2891 | 2.0639 | 0.76762 | 5.9617 | 6.7494
2 | 1.1863 | Zero | 6 | Low | Low | In | High | DERBreakthrough | 1240 | 28095.27 | 8.6291 | 28037.2322 | NY-3 | 10.255 | 2.4599 | 3.1648 | 14.2538 | 2.0602 | 0.76311 | 5.9617 | 6.7372
2 | 0.90761 | Large | 4 | High | High | In | Mid | AllOptions | 1241 | 29266.38 | 4.3865 | 30005.3822 | CC-4 | 2.964 | 0.71098 | 3.758 | 8.8555 | 0.72077 | 0 | 5.9617 | 2.357
2 | 0.82604 | Zero | 8 | High | High | In | Low | Ref | 1242 | 27856.5 | 3.3099 | 28891.3822 | CC-3 | 3.5569 | 0.85319 | 3.0166 | 7.1797 | 0.23961 | 0 | 5.9617 | 0.78354
2 | 1.0187 | Moderate | 8 | Mid | High | In | High | Ref | 1243 | 27856.5 | 3.0378 | 28978.0722 | CC-3 | 2.3873 | 0.57263 | 2.4935 | 6.104 | -0.068882 | 0 | 5.9617 | -0.22526
2 | 0.8236 | Large | 4 | High | Low | In | High | Ref | 1244 | 27856.5 | 4.1057 | 28666.6643 | CC-4 | 6.9429 | 1.6654 | 4.1644 | 9.9354 | 1.0314 | 0 | 5.9617 | 3.3728
2 | 1.1112 | Zero | 2 | Mid | Low | Out | High | LimitedEE | 1245 | 30710.37 | 13.6872 | 28005.0722 | ESR-4h-25 | 10.7423 | 2.5768 | 5.0872 | 21.3511 | 3.556 | 2.5659 | 5.9617 | 11.6287
2 | 1.0266 | Moderate | 2 | High | High | In | Low | AllOptions | 1246 | 29266.38 | 6.5 | 29560.42 | NY-5 | 9.0613 | 2.1735 | 3.6086 | 12.2822 | 1.6392 | 0.25571 | 5.9617 | 5.3604
2 | 1.0098 | Large | 4 | Low | Low | In | Mid | AllOptions | 1247 | 29266.38 | 9.7558 | 29048.2322 | ESR-4h-20 | 13.8789 | 3.3291 | 3.7878 | 16.8728 | 2.6127 | 1.4289 | 5.9617 | 8.5438
2 | 1.1236 | Large | 2 | Low | High | Out | Low | DERBreakthrough | 1248 | 28095.27 | 9.2683 | 27945.1492 | ESR-4h-17 | 5.9319 | 1.4229 | 3.657 | 14.3482 | 2.0775 | 0.78393 | 5.9617 | 6.7937
2 | 1.0445 | Moderate | 2 | High | High | In | High | DERBreakthrough | 1249 | 28095.27 | 2.0753 | 29585.3822 | CC-2 | 1.611 | 0.38642 | 3.4729 | 5.9346 | -0.12558 | 0 | 5.9617 | -0.41065
2 | 1.0919 | Zero | 2 | Low | Mid | Out | Low | DERBreakthrough | 1250 | 28095.27 | 12.3597 | 27553.0036 | ESR-4h-22 | 13.7211 | 3.2913 | 3.2603 | 18.9113 | 3.0483 | 1.954 | 5.9617 | 9.9685
2 | 1.1474 | Large | 6 | Low | Mid | In | Low | DERBreakthrough | 1251 | 28095.27 | 8.2453 | 28104.8495 | NewCT1-3 | 7.3469 | 1.7623 | 3.4022 | 13.4098 | 1.8797 | 0.54559 | 5.9617 | 6.147
2 | 1.0907 | Moderate | 4 | Low | Mid | In | High | AllOptions | 1252 | 29266.38 | 8.9953 | 29161.7782 | NewCT2-2 | 8.5118 | 2.0417 | 3.2086 | 14.2457 | 2.0582 | 0.76073 | 5.9617 | 6.7307
2 | 0.9027 | Large | 6 | Mid | High | In | High | AllOptions | 1253 | 29266.38 | 5.624 | 29728.0722 | CC-4 | 7.1363 | 1.7118 | 3.1898 | 10.5256 | 1.2103 | 0 | 5.9617 | 3.9579
2 | 0.9596 | Moderate | 6 | Low | Low | In | High | DERBreakthrough | 1254 | 28095.27 | 8.2453 | 28104.8733 | NewCT1-2 | 7.3404 | 1.7607 | 3.3133 | 13.3193 | 1.861 | 0.52303 | 5.9617 | 6.0858
2 | 0.88965 | Zero | 4 | Mid | Mid | Out | Mid | AllOptions | 1255 | 29266.38 | 10.1 | 29002.1973 | NY-5 | 5.7311 | 1.3747 | 3.6417 | 15.1165 | 2.2407 | 0.9806 | 5.9617 | 7.3273
2 | 1.1329 | Zero | 8 | Low | Mid | In | Low | LimitedEE | 1256 | 30710.37 | 10.1 | 30446.6876 | NY-5 | 11.5305 | 2.7658 | 3.5194 | 16.3853 | 2.5107 | 1.306 | 5.9617 | 8.2103
2 | 1.1935 | Large | 2 | Mid | Mid | In | Low | DERBreakthrough | 1257 | 28095.27 | 8.2453 | 28098.7836 | NewCT1-1 | 9.4586 | 2.2689 | 2.4056 | 12.9197 | 1.7812 | 0.42691 | 5.9617 | 5.8249
2 | 0.81224 | Zero | 6 | High | High | In | High | LimitedEE | 1258 | 30710.37 | 8.2453 | 30717.6394 | NewCT1-3 | 7.3469 | 1.7623 | 3.6329 | 13.6405 | 1.9274 | 0.60306 | 5.9617 | 6.3029
2 | 0.84153 | Zero | 2 | High | High | In | Low | DERBreakthrough | 1259 | 28095.27 | 4.16 | 28891.3822 | CC-4 | 3.9601 | 0.94991 | 3.8461 | 8.956 | 0.74929 | 0 | 5.9617 | 2.4503
2 | 0.80353 | Zero | 6 | Mid | Mid | In | High | AllOptions | 1260 | 29266.38 | 8.2453 | 29276.0248 | NewCT1-2 | 7.3053 | 1.7523 | 2.6236 | 12.6212 | 1.7167 | 0.34908 | 5.9617 | 5.6138
2 | 1.0092 | Moderate | 4 | Mid | Low | In | Low | DERBreakthrough | 1261 | 28095.27 | 8.2453 | 28100.538 | NewCT1-2 | 6.6259 | 1.5894 | 3.3643 | 13.1989 | 1.8352 | 0.49189 | 5.9617 | 6.0013
2 | 1.0428 | Zero | 4 | Mid | High | In | Low | Ref | 1262 | 27856.5 | 5.7929 | 28284.0722 | CC-4 | 5.9959 | 1.4382 | 3.2433 | 10.4744 | 1.195 | 0 | 5.9617 | 3.9078
2 | 1.1719 | Moderate | 8 | Mid | Mid | Out | High | DERBreakthrough | 1263 | 28095.27 | 8.2453 | 28105.156 | NewCT1-2 | 8.4087 | 2.017 | 4.6504 | 14.9127 | 2.1918 | 0.92168 | 5.9617 | 7.1674
2 | 1.0101 | Large | 8 | Mid | High | In | Mid | AllOptions | 1264 | 29266.38 | 7.4209 | 29398.0722 | CC-4 | 5.8723 | 1.4086 | 1.9783 | 10.8078 | 1.3015 | 0 | 5.9617 | 4.2562
2 | 1.1353 | Zero | 6 | Mid | Mid | In | Mid | AllOptions | 1265 | 29266.38 | 8.6 | 29213.4822 | NY-3 | 6.374 | 1.5289 | 3.6164 | 13.7453 | 1.9497 | 0.62998 | 5.9617 | 6.3759
2 | 1.1858 | Moderate | 4 | Mid | Mid | In | Mid | AllOptions | 1266 | 29266.38 | 8.9237 | 29165.0722 | NewCT1-2 | 6.7116 | 1.6099 | 3.4654 | 13.999 | 2.0044 | 0.69591 | 5.9617 | 6.5548
2 | 0.96498 | Large | 2 | High | Mid | In | High | AllOptions | 1267 | 29266.38 | 7.8474 | 29328.6643 | CC-4 | 9.3669 | 2.2468 | 4.2605 | 14.3548 | 2.0755 | 0.78156 | 5.9617 | 6.7872
2 | 0.86562 | Zero | 4 | High | Low | In | Low | LimitedEE | 1268 | 30710.37 | 13.6872 | 29452.6643 | NY-5 | 9.1885 | 2.2041 | 3.8958 | 19.787 | 3.2307 | 2.1738 | 5.9617 | 10.5648
2 | 0.94509 | Moderate | 2 | Low | Low | In | High | DERBreakthrough | 1269 | 28095.27 | 8.2632 | 28093.2668 | ESR-4h-19 | 6.0102 | 1.4417 | 3.0612 | 12.7661 | 1.745 | 0.38319 | 5.9617 | 5.7063
2 | 1.1717 | Large | 6 | Mid | Mid | In | Low | DERBreakthrough | 1270 | 28095.27 | 8.2453 | 28098.7836 | NewCT1-1 | 6.5522 | 1.5717 | 3.7181 | 13.535 | 1.9045 | 0.5755 | 5.9617 | 6.2281
2 | 0.8286 | Moderate | 6 | High | High | In | Low | Ref | 1271 | 27856.5 | 3.3099 | 28891.3822 | CC-3 | 4.7805 | 1.1467 | 3.7258 | 8.1824 | 0.52549 | 0 | 5.9617 | 1.7184
2 | 0.77595 | Large | 4 | High | Mid | In | Mid | LimitedEE | 1272 | 30710.37 | 9.8559 | 30478.6643 | NewCT2-2 | 7.3855 | 1.7716 | 4.317 | 15.9444 | 2.4126 | 1.1879 | 5.9617 | 7.8897
2 | 0.81865 | Moderate | 4 | Mid | Mid | In | Low | DERBreakthrough | 1273 | 28095.27 | 7.8633 | 28155.1532 | ESR-4h-23 | 5.5103 | 1.3218 | 3.6737 | 12.8588 | 1.7612 | 0.4028 | 5.9617 | 5.7595
2 | 0.79009 | Zero | 2 | Mid | High | Out | Low | Ref | 1274 | 27856.5 | 7.8 | 27928.0191 | NY-2 | 9.0479 | 2.1703 | 4.1667 | 14.137 | 2.0298 | 0.72648 | 5.9617 | 6.6378
2 | 0.77335 | Moderate | 4 | Mid | Low | In | Low | Ref | 1275 | 27856.5 | 8.2453 | 27858.8765 | NewCT1-1 | 5.5555 | 1.3326 | 3.1648 | 12.7427 | 1.7394 | 0.37651 | 5.9617 | 5.6882
2 | 0.77466 | Zero | 6 | High | High | Out | Low | LimitedEE | 1276 | 30710.37 | 9.6157 | 30511.3822 | NY-4 | 7.8826 | 1.8908 | 4.0275 | 15.534 | 2.3271 | 1.0848 | 5.9617 | 7.6101
2 | 1.2144 | Large | 8 | Low | High | In | Mid | AllOptions | 1277 | 29266.38 | 8.4818 | 29230.8734 | ESR-4h-10 | 8.3678 | 2.0072 | 3.1917 | 13.6807 | 1.9384 | 0.61631 | 5.9617 | 6.3388
2 | 1.1774 | Moderate | 8 | Low | Low | In | Mid | DERBreakthrough | 1278 | 28095.27 | 8.2453 | 28102.7111 | NewCT1-4 | 7.8623 | 1.8859 | 2.9653 | 13.0965 | 1.8156 | 0.46836 | 5.9617 | 5.9374
2 | 0.95023 | Zero | 8 | Mid | High | In | Mid | DERBreakthrough | 1279 | 28095.27 | 5.1914 | 28648.0722 | CC-4 | 4.2556 | 1.0208 | 3.6566 | 9.8688 | 1.0159 | 0 | 5.9617 | 3.3222
2 | 0.77865 | Large | 6 | High | High | In | High | DERBreakthrough | 1280 | 28095.27 | 1.6638 | 29788.65 | NY-2 | 2.0247 | 0.48566 | 2.1588 | 4.3083 | -0.588 | 0 | 5.9617 | -1.9228
2 | 0.9211 | Moderate | 6 | High | Low | Out | Low | Ref | 1281 | 27856.5 | 8.2453 | 27858.957 | NewCT1-3 | 8.2254 | 1.973 | 2.8817 | 13.1 | 1.8169 | 0.46983 | 5.9617 | 5.9414
2 | 0.84335 | Zero | 6 | Mid | High | In | Mid | LimitedEE | 1282 | 30710.37 | 8.4606 | 30677.5722 | ESR-4h-28 | 6.2161 | 1.4911 | 3.2355 | 13.1872 | 1.8334 | 0.48975 | 5.9617 | 5.9954
2 | 1.0747 | Large | 8 | Low | Low | Out | High | LimitedEE | 1283 | 30710.37 | 12.0766 | 30200.821 | ESR-4h-27 | 12.9163 | 3.0982 | 4.5092 | 19.684 | 3.2054 | 2.1433 | 5.9617 | 10.482
2 | 1.0771 | Large | 2 | Mid | High | In | Mid | DERBreakthrough | 1284 | 28095.27 | 3 | 29230.3459 | NY-4 | 3.9615 | 0.95025 | 3.1956 | 7.1458 | 0.22841 | 0 | 5.9617 | 0.74693
2 | 1.0125 | Zero | 4 | Mid | High | In | High | LimitedEE | 1285 | 30710.37 | 8.9953 | 30604.2261 | NewCT2-2 | 9.545 | 2.2896 | 3.685 | 14.9698 | 2.2093 | 0.94278 | 5.9617 | 7.2247
2 | 1.0342 | Zero | 6 | High | High | In | Mid | AllOptions | 1286 | 29266.38 | 7.377 | 29405.3822 | NY-1 | 9.0001 | 2.1589 | 3.6141 | 13.1499 | 1.8234 | 0.47767 | 5.9617 | 5.9627
2 | 1.0891 | Zero | 2 | Low | Mid | In | Low | AllOptions | 1287 | 29266.38 | 12.3136 | 28729.6401 | ESR-4h-22 | 10.9862 | 2.6353 | 3.6352 | 18.5841 | 2.9768 | 1.8678 | 5.9617 | 9.7345
2 | 0.89138 | Zero | 8 | High | Mid | In | High | Ref | 1288 | 27856.5 | 4.455 | 28578.6643 | CC-4 | 4.1451 | 0.9943 | 2.8016 | 8.2509 | 0.55245 | 0 | 5.9617 | 1.8066
2 | 0.86871 | Large | 6 | High | Mid | In | Mid | Ref | 1289 | 27856.5 | 3.4509 | 28848.6643 | CC-3 | 6.0649 | 1.4548 | 3.1129 | 8.0186 | 0.48259 | 0 | 5.9617 | 1.5781
2 | 1.1031 | Zero | 8 | Low | Mid | In | Mid | LimitedEE | 1290 | 30710.37 | 9.3 | 30555.4811 | NY-4 | 8.4482 | 2.0265 | 2.4123 | 13.7387 | 1.9551 | 0.6364 | 5.9617 | 6.3934
2 | 0.92884 | Zero | 2 | Mid | Mid | Out | Low | DERBreakthrough | 1291 | 28095.27 | 9.6766 | 27888.055 | ESR-4h-26 | 9.4867 | 2.2756 | 2.8448 | 14.797 | 2.1773 | 0.90422 | 5.9617 | 7.12
2 | 0.89589 | Large | 2 | Mid | Mid | In | Mid | LimitedEE | 1292 | 30710.37 | 13.6872 | 29820.0504 | ESR-4h-28 | 14.3844 | 3.4504 | 2.4381 | 19.5757 | 3.194 | 2.1295 | 5.9617 | 10.4447
2 | 1.0312 | Large | 6 | Mid | Low | In | High | LimitedEE | 1293 | 30710.37 | 10.994 | 30331.0722 | NewCT2-3 | 8.6395 | 2.0724 | 4.12 | 17.1864 | 2.6774 | 1.5069 | 5.9617 | 8.7554
2 | 0.93196 | Moderate | 6 | High | Mid | Out | High | LimitedEE | 1294 | 30710.37 | 10.8536 | 30348.6643 | NewCT2-3 | 9.2804 | 2.2261 | 3.6525 | 16.7322 | 2.5836 | 1.3939 | 5.9617 | 8.4487
2 | 1.0007 | Large | 8 | Mid | Mid | In | Mid | LimitedEE | 1295 | 30710.37 | 8.9953 | 30602.7268 | NewCT2-2 | 11.5851 | 2.7789 | 3.3786 | 15.1529 | 2.2498 | 0.99168 | 5.9617 | 7.3573
2 | 1.1294 | Large | 6 | Mid | Low | In | Mid | Ref | 1296 | 27856.5 | 8.2453 | 27863.1922 | NewCT1-1 | 8.0091 | 1.9211 | 3.4906 | 13.657 | 1.9317 | 0.60824 | 5.9617 | 6.317
2 | 1.0307 | Zero | 2 | Low | Low | In | Low | DERBreakthrough | 1297 | 28095.27 | 10.1 | 27832.0473 | NY-5 | 7.298 | 1.7506 | 2.4773 | 14.3279 | 2.0798 | 0.7867 | 5.9617 | 6.8012
2 | 1.1957 | Moderate | 2 | Low | High | In | High | AllOptions | 1298 | 29266.38 | 8.2998 | 29259.4086 | ESR-4h-16 | 10.6269 | 2.5491 | 3.306 | 14.1548 | 2.0384 | 0.73683 | 5.9617 | 6.6659
2 | 1.1222 | Zero | 2 | Mid | Low | Out | Mid | AllOptions | 1299 | 29266.38 | 13.6872 | 27675.0722 | ESR-4h-25 | 11.6855 | 2.803 | 4.3235 | 20.8137 | 3.4462 | 2.4336 | 5.9617 | 11.2697
2 | 0.90981 | Moderate | 6 | High | High | In | High | LimitedEE | 1300 | 30710.37 | 8.2453 | 30710.9334 | NewCT1-2 | 8.2359 | 1.9755 | 2.3661 | 12.587 | 1.7108 | 0.34205 | 5.9617 | 5.5947
2 | 1.0995 | Moderate | 2 | Low | Mid | In | High | Ref | 1301 | 27856.5 | 8.2453 | 27858.6301 | NewCT1-1 | 8.5336 | 2.047 | 2.6271 | 12.9193 | 1.7799 | 0.42532 | 5.9617 | 5.8206
2 | 0.92048 | Large | 4 | High | High | Out | Low | Ref | 1302 | 27856.5 | 5.0453 | 28441.3822 | CC-4 | 8.0113 | 1.9217 | 3.4284 | 10.3954 | 1.1706 | 0 | 5.9617 | 3.8282
2 | 0.87453 | Large | 6 | Mid | High | In | Mid | DERBreakthrough | 1303 | 28095.27 | 3 | 29230.3459 | NY-4 | 3.3946 | 0.81427 | 2.2601 | 6.0744 | -0.07571 | 0 | 5.9617 | -0.24758
2 | 0.85218 | Zero | 4 | Mid | Mid | Out | Mid | LimitedEE | 1304 | 30710.37 | 13.6872 | 29360.0504 | NY-5 | 12.6259 | 3.0286 | 4.2581 | 20.9738 | 3.4806 | 2.475 | 5.9617 | 11.382
2 | 0.88671 | Moderate | 2 | High | Low | Out | Mid | AllOptions | 1305 | 29266.38 | 13.6872 | 27876.6643 | NewCT2-1 | 10.7802 | 2.5859 | 3.1416 | 19.4146 | 3.1558 | 2.0836 | 5.9617 | 10.32
2 | 0.84459 | Zero | 6 | High | Mid | In | Low | DERBreakthrough | 1306 | 28095.27 | 7.8 | 28165.8671 | NY-2 | 6.4639 | 1.5505 | 3.9663 | 13.3168 | 1.8568 | 0.518 | 5.9617 | 6.0721
2 | 0.98147 | Moderate | 8 | High | High | In | High | LimitedEE | 1307 | 30710.37 | 8.2453 | 30710.9334 | NewCT1-2 | 7.3856 | 1.7716 | 3.5234 | 13.5403 | 1.9067 | 0.57816 | 5.9617 | 6.2353
2 | 1.1371 | Zero | 2 | Mid | High | Out | High | LimitedEE | 1308 | 30710.37 | 13.6872 | 29887.5722 | ESR-4h-28 | 10.4234 | 2.5003 | 3.2694 | 19.4568 | 3.1641 | 2.0935 | 5.9617 | 10.347
2 | 1.217 | Moderate | 4 | Low | Low | In | High | AllOptions | 1309 | 29266.38 | 11.0472 | 28881.3265 | ESR-4h-16 | 12.7407 | 3.0561 | 3.8844 | 17.9878 | 2.8488 | 1.7135 | 5.9617 | 9.316
2 | 0.93601 | Large | 6 | Low | High | In | High | DERBreakthrough | 1310 | 28095.27 | 5.7787 | 28526.3868 | ESR-4h-13 | 6.706 | 1.6086 | 3.0475 | 10.4348 | 1.185 | 0 | 5.9617 | 3.8751
2 | 1.1746 | Large | 6 | Mid | Low | In | Low | AllOptions | 1311 | 29266.38 | 8.9953 | 29162.6471 | NewCT2-2 | 9.3152 | 2.2345 | 2.968 | 14.1977 | 2.0494 | 0.75008 | 5.9617 | 6.7018
2 | 1.0904 | Zero | 8 | Low | High | Out | Low | LimitedEE | 1312 | 30710.37 | 10.1 | 30447.4954 | NY-5 | 7.6089 | 1.8251 | 3.8804 | 15.8056 | 2.3856 | 1.1553 | 5.9617 | 7.8013
2 | 0.88218 | Large | 2 | High | Mid | Out | Low | DERBreakthrough | 1313 | 28095.27 | 8.9953 | 27993.2368 | NewCT2-1 | 7.977 | 1.9135 | 3.044 | 13.9527 | 1.997 | 0.68689 | 5.9617 | 6.5304
2 | 0.89727 | Moderate | 6 | Mid | High | In | Mid | DERBreakthrough | 1314 | 28095.27 | 4.3 | 28857.7231 | NY-2 | 4.3931 | 1.0538 | 2.1646 | 7.5184 | 0.34453 | 0 | 5.9617 | 1.1267
2 | 1.0075 | Moderate | 4 | High | Low | In | Mid | Ref | 1315 | 27856.5 | 6.2959 | 28186.6643 | NY-4 | 8.2593 | 1.9812 | 2.9132 | 11.1902 | 1.4055 | 0 | 5.9617 | 4.5961
2 | 1.2028 | Zero | 8 | Low | Low | In | Mid | Ref | 1316 | 27856.5 | 8.3687 | 27839.1999 | ESR-4h-14 | 7.3324 | 1.7588 | 3.1955 | 13.3229 | 1.8624 | 0.52475 | 5.9617 | 6.0904
2 | 1.1869 | Zero | 6 | Mid | Low | In | High | DERBreakthrough | 1317 | 28095.27 | 8.2453 | 28101.2083 | NewCT1-2 | 6.2103 | 1.4897 | 4.215 | 13.95 | 1.9898 | 0.6783 | 5.9617 | 6.507
2 | 1.2078 | Zero | 4 | Low | High | Out | High | DERBreakthrough | 1318 | 28095.27 | 8.417 | 28069.5846 | ESR-4h-16 | 9.2245 | 2.2127 | 3.0923 | 13.7221 | 1.9477 | 0.62755 | 5.9617 | 6.3694
2 | 1.1702 | Zero | 8 | Low | Mid | In | Mid | LimitedEE | 1319 | 30710.37 | 10.0232 | 30456.6893 | ESR-4h-16 | 8.5393 | 2.0483 | 2.7187 | 14.7902 | 2.1766 | 0.90335 | 5.9617 | 7.1177
2 | 0.90556 | Moderate | 4 | High | Low | In | Low | Ref | 1320 | 27856.5 | 7.5148 | 27972.6643 | NY-5 | 6.5866 | 1.5799 | 3.1846 | 12.2794 | 1.641 | 0.25784 | 5.9617 | 5.3662
2 | 0.97818 | Large | 2 | Low | Low | In | Mid | Ref | 1321 | 27856.5 | 8.7157 | 27786.4205 | ESR-4h-19 | 10.1986 | 2.4464 | 4.8444 | 16.0065 | 2.4229 | 1.2002 | 5.9617 | 7.9232
2 | 0.83025 | Large | 6 | Mid | Low | In | High | Ref | 1322 | 27856.5 | 6.7082 | 28111.0722 | CC-4 | 5.2857 | 1.2679 | 2.8843 | 10.8604 | 1.3099 | 0 | 5.9617 | 4.2836
2 | 0.92666 | Zero | 6 | Mid | High | In | Mid | AllOptions | 1323 | 29266.38 | 8.2453 | 29270.9145 | NewCT1-1 | 8.6134 | 2.0661 | 2.8314 | 13.1428 | 1.8262 | 0.48111 | 5.9617 | 5.972
2 | 1.0582 | Moderate | 8 | High | Mid | In | High | Ref | 1324 | 27856.5 | 3.8726 | 28728.6643 | NY-1 | 4.8798 | 1.1705 | 3.1333 | 8.1764 | 0.52828 | 0 | 5.9617 | 1.7275
2 | 0.99754 | Large | 8 | High | Mid | In | High | Ref | 1325 | 27856.5 | 2.8875 | 29028.6643 | NY-3 | 4.0311 | 0.96695 | 2.0911 | 5.9456 | -0.11182 | 0 | 5.9617 | -0.36566
2 | 1.0488 | Moderate | 6 | Low | High | In | High | AllOptions | 1326 | 29266.38 | 8.2453 | 29273.7625 | NewCT1-1 | 7.0857 | 1.6996 | 3.3392 | 13.2841 | 1.8534 | 0.51386 | 5.9617 | 6.0609
2 | 1.1341 | Zero | 6 | Low | Low | In | Mid | AllOptions | 1327 | 29266.38 | 9.5877 | 29071.7006 | ESR-4h-15 | 9.5529 | 2.2915 | 3.2118 | 15.091 | 2.2376 | 0.97697 | 5.9617 | 7.3174
2 | 1.0131 | Moderate | 8 | Mid | Mid | In | Mid | DERBreakthrough | 1328 | 28095.27 | 6.5 | 28388.864 | NY-5 | 4.8105 | 1.1539 | 3.0269 | 10.6808 | 1.2566 | 0 | 5.9617 | 4.1094
2 | 1.2005 | Moderate | 4 | Mid | Low | In | High | AllOptions | 1329 | 29266.38 | 8.9953 | 29160.1503 | NewCT2-1 | 12.9833 | 3.1143 | 2.8928 | 15.0024 | 2.2206 | 0.95646 | 5.9617 | 7.2618
2 | 1.0888 | Large | 2 | Low | Low | In | High | AllOptions | 1330 | 29266.38 | 12.3083 | 28729.8425 | ESR-4h-22 | 7.1541 | 1.7161 | 3.4932 | 17.5176 | 2.7512 | 1.5959 | 5.9617 | 8.9968
2 | 1.163 | Large | 6 | Low | Low | In | Low | LimitedEE | 1331 | 30710.37 | 13.6872 | 30043.7322 | ESR-4h-27 | 15.9828 | 3.8338 | 2.945 | 20.466 | 3.3801 | 2.3539 | 5.9617 | 11.0534
2 | 0.82542 | Large | 8 | High | High | In | High | Ref | 1332 | 27856.5 | 1.5 | 29643.2713 | NY-2 | 1.7139 | 0.41111 | 2.6714 | 4.5825 | -0.51224 | 0 | 5.9617 | -1.6751
2 | 0.90741 | Moderate | 4 | High | Low | In | Mid | AllOptions | 1333 | 29266.38 | 8.9953 | 29161.3773 | NewCT2-1 | 9.7877 | 2.3478 | 3.5208 | 14.8639 | 2.1877 | 0.91679 | 5.9617 | 7.1542
2 | 0.86225 | Large | 2 | High | High | In | Mid | DERBreakthrough | 1334 | 28095.27 | 2.1428 | 29555.3822 | CC-2 | 2.4677 | 0.59192 | 3.2092 | 5.944 | -0.12085 | 0 | 5.9617 | -0.3952
2 | 1.0489 | Zero | 4 | Mid | Mid | Out | High | LimitedEE | 1335 | 30710.37 | 13.6872 | 29477.5722 | ESR-4h-26 | 10.1503 | 2.4348 | 3.144 | 19.2659 | 3.1243 | 2.0455 | 5.9617 | 10.2168
2 | 0.97893 | Moderate | 8 | Low | Low | Out | High | Ref | 1336 | 27856.5 | 8.2453 | 27856.7223 | NewCT1-4 | 9.9833 | 2.3947 | 3.2139 | 13.8539 | 1.975 | 0.66045 | 5.9617 | 6.4586
2 | 0.77726 | Large | 8 | High | High | In | Low | LimitedEE | 1337 | 30710.37 | 8.2453 | 30714.0743 | NewCT1-3 | 7.4038 | 1.776 | 2.9731 | 12.9943 | 1.7939 | 0.44218 | 5.9617 | 5.8664
2 | 1.2347 | Large | 6 | Mid | High | In | Mid | AllOptions | 1338 | 29266.38 | 7.4209 | 29398.0722 | CC-4 | 7.6503 | 1.8351 | 3.2268 | 12.4828 | 1.6839 | 0.3096 | 5.9617 | 5.5066
2 | 0.83921 | Large | 4 | High | High | In | Mid | LimitedEE | 1339 | 30710.37 | 8.2453 | 30713.5833 | NewCT1-2 | 9.4217 | 2.26 | 2.7475 | 13.2528 | 1.85 | 0.50983 | 5.9617 | 6.0499
2 | 0.97697 | Large | 8 | Low | High | In | High | LimitedEE | 1340 | 30710.37 | 8.2453 | 30719.6645 | NewCT1-4 | 8.5824 | 2.0587 | 3.085 | 13.3889 | 1.8771 | 0.54238 | 5.9617 | 6.1382
2 | 1.0779 | Zero | 8 | Low | High | Out | Low | LimitedEE | 1341 | 30710.37 | 10.0789 | 30449.5263 | ESR-4h-21 | 6.9212 | 1.6602 | 2.882 | 14.6211 | 2.1398 | 0.85899 | 5.9617 | 6.9973
2 | 1.0632 | Large | 6 | Low | Low | In | Mid | Ref | 1342 | 27856.5 | 8.2453 | 27865.9373 | NewCT1-3 | 8.3833 | 2.0109 | 4.1869 | 14.4431 | 2.0947 | 0.80466 | 5.9617 | 6.8499
2 | 0.93931 | Large | 4 | High | High | In | High | DERBreakthrough | 1343 | 28095.27 | 1.6638 | 29788.65 | NY-2 | 4.1836 | 1.0035 | 2.0398 | 4.7071 | -0.47122 | 0 | 5.9617 | -1.541
2 | 0.90205 | Zero | 6 | Mid | Low | In | Low | AllOptions | 1344 | 29266.38 | 8.9953 | 29164.3252 | NewCT2-3 | 9.5817 | 2.2984 | 3.0454 | 14.3391 | 2.079 | 0.78572 | 5.9617 | 6.7985
2 | 0.95058 | Large | 8 | Low | Low | Out | Mid | DERBreakthrough | 1345 | 28095.27 | 8.9953 | 27992.6956 | NewCT2-1 | 8.8773 | 2.1294 | 3.7824 | 14.9071 | 2.1954 | 0.92609 | 5.9617 | 7.1794
2 | 1.2253 | Large | 4 | Mid | Low | In | Mid | Ref | 1346 | 27856.5 | 8.2453 | 27863.1922 | NewCT1-1 | 8.5577 | 2.0528 | 3.2046 | 13.5027 | 1.9005 | 0.57067 | 5.9617 | 6.215
2 | 1.0772 | Zero | 4 | High | Mid | In | Low | DERBreakthrough | 1347 | 28095.27 | 7.8 | 28165.8671 | NY-2 | 5.8835 | 1.4113 | 3.1743 | 12.3856 | 1.6636 | 0.28509 | 5.9617 | 5.4402
2 | 1.0049 | Moderate | 4 | Low | Low | In | Mid | LimitedEE | 1348 | 30710.37 | 13.6872 | 30018.5452 | ESR-4h-32 | 7.506 | 1.8005 | 2.2168 | 17.7044 | 2.798 | 1.6523 | 5.9617 | 9.1498
2 | 0.93767 | Moderate | 4 | Low | Mid | In | Low | AllOptions | 1349 | 29266.38 | 8.9953 | 29162.8949 | NewCT2-2 | 8.0823 | 1.9387 | 3.9606 | 14.8946 | 2.1918 | 0.92169 | 5.9617 | 7.1674
2 | 1.0811 | Large | 4 | Low | High | Out | Mid | DERBreakthrough | 1350 | 28095.27 | 8.2453 | 28103.201 | NewCT1-2 | 5.4404 | 1.305 | 3.7226 | 13.2728 | 1.8489 | 0.50839 | 5.9617 | 6.046
2 | 1.2219 | Moderate | 2 | Low | High | In | Mid | AllOptions | 1351 | 29266.38 | 8.9953 | 29163.4165 | NewCT2-1 | 10.7047 | 2.5677 | 3.1117 | 14.6747 | 2.1498 | 0.87114 | 5.9617 | 7.0303
2 | 1.1678 | Large | 8 | Mid | High | In | Mid | AllOptions | 1352 | 29266.38 | 7.4209 | 29398.0722 | CC-4 | 9.4966 | 2.278 | 3.6022 | 13.3011 | 1.8555 | 0.51642 | 5.9617 | 6.0678
2 | 0.86887 | Moderate | 8 | High | Mid | In | Low | LimitedEE | 1353 | 30710.37 | 8.9953 | 30607.1251 | NewCT2-2 | 6.8503 | 1.6432 | 3.0514 | 13.6899 | 1.9411 | 0.6196 | 5.9617 | 6.3478
2 | 1.1478 | Moderate | 8 | Low | Mid | In | High | Ref | 1354 | 27856.5 | 8.2453 | 27858.6301 | NewCT1-1 | 8.2217 | 1.9721 | 3.2104 | 13.4278 | 1.8846 | 0.55147 | 5.9617 | 6.1629
2 | 1.0206 | Moderate | 4 | Mid | Mid | In | High | DERBreakthrough | 1355 | 28095.27 | 5.8 | 28523.2254 | NY-4 | 4.5377 | 1.0885 | 3.106 | 9.9945 | 1.0566 | 0 | 5.9617 | 3.4554
2 | 0.97544 | Zero | 6 | High | High | Out | Mid | LimitedEE | 1356 | 30710.37 | 8.9953 | 30607.1932 | NewCT2-3 | 6.7641 | 1.6225 | 3.9417 | 14.5595 | 2.1208 | 0.83609 | 5.9617 | 6.9352
2 | 0.95777 | Moderate | 4 | Low | Mid | In | Mid | LimitedEE | 1357 | 30710.37 | 10.4495 | 30400.2322 | ESR-4h-28 | 8.9814 | 2.1544 | 3.4919 | 16.0958 | 2.4494 | 1.2322 | 5.9617 | 8.0098
2 | 1.1126 | Zero | 8 | Mid | High | In | Mid | LimitedEE | 1358 | 30710.37 | 8.9953 | 30600.8635 | NewCT2-1 | 6.5164 | 1.5631 | 3.7214 | 14.2798 | 2.0626 | 0.76601 | 5.9617 | 6.745
2 | 1.0265 | Large | 6 | Low | Low | Out | Low | LimitedEE | 1359 | 30710.37 | 13.6872 | 29194.5452 | ESR-4h-32 | 9.6416 | 2.3127 | 2.8704 | 18.8703 | 3.0418 | 1.9461 | 5.9617 | 9.9471
2 | 0.79868 | Large | 4 | High | Low | In | Mid | LimitedEE | 1360 | 30710.37 | 13.6872 | 29816.6643 | NewCT2-2 | 10.0731 | 2.4163 | 3.2403 | 19.3437 | 3.1402 | 2.0648 | 5.9617 | 10.269
2 | 1.1459 | Large | 6 | Mid | Low | In | Mid | LimitedEE | 1361 | 30710.37 | 13.2478 | 30117.0285 | ESR-4h-23 | 12.0561 | 2.8919 | 3.5454 | 19.6851 | 3.211 | 2.15 | 5.9617 | 10.5004
2 | 0.87323 | Moderate | 8 | High | Mid | In | High | AllOptions | 1362 | 29266.38 | 7.8474 | 29328.6643 | NY-5 | 6.9216 | 1.6603 | 2.9045 | 12.4122 | 1.6707 | 0.29372 | 5.9617 | 5.4636
2 | 1.1157 | Moderate | 8 | Low | Low | In | Mid | LimitedEE | 1363 | 30710.37 | 10.5955 | 30382.147 | ESR-4h-19 | 10.2248 | 2.4526 | 3.0808 | 16.1289 | 2.4587 | 1.2434 | 5.9617 | 8.0403
2 | 1.004 | Moderate | 8 | High | Mid | Out | High | LimitedEE | 1364 | 30710.37 | 8.9953 | 30606.9456 | NewCT2-3 | 6.6757 | 1.6013 | 3.5744 | 14.171 | 2.0403 | 0.73916 | 5.9617 | 6.6722
2 | 0.94903 | Zero | 2 | High | Mid | In | Low | DERBreakthrough | 1365 | 28095.27 | 7.8 | 28165.8671 | NY-2 | 7.2536 | 1.7399 | 3.3615 | 12.9014 | 1.772 | 0.4158 | 5.9617 | 5.7948
2 | 1.1404 | Zero | 6 | Low | Low | In | Mid | Ref | 1366 | 27856.5 | 8.9953 | 27748.5483 | NewCT2-1 | 7.8203 | 1.8759 | 2.5176 | 13.3888 | 1.8802 | 0.54616 | 5.9617 | 6.1485
2 | 1.0103 | Large | 6 | Mid | Mid | In | High | LimitedEE | 1367 | 30710.37 | 8.9953 | 30599.3226 | NewCT2-2 | 7.2861 | 1.7477 | 2.3165 | 13.0595 | 1.8114 | 0.46328 | 5.9617 | 5.9236
2 | 1.0822 | Large | 4 | Mid | Low | In | High | AllOptions | 1368 | 29266.38 | 8.9953 | 29160.1503 | NewCT2-1 | 6.3134 | 1.5144 | 3.5924 | 14.1021 | 2.0256 | 0.72141 | 5.9617 | 6.624
2 | 1.1074 | Moderate | 8 | Low | High | In | Low | LimitedEE | 1369 | 30710.37 | 8.9953 | 30605.4814 | NewCT2-3 | 6.3577 | 1.525 | 2.5328 | 13.0531 | 1.8088 | 0.46017 | 5.9617 | 5.9152
2 | 1.2041 | Zero | 4 | Mid | High | In | High | Ref | 1370 | 27856.5 | 3.0378 | 28978.0722 | CC-3 | 4.0907 | 0.98125 | 3.5195 | 7.5385 | 0.34002 | 0 | 5.9617 | 1.1119
2 | 0.9789 | Moderate | 4 | Mid | High | In | Mid | AllOptions | 1371 | 29266.38 | 7.4209 | 29398.0722 | NY-5 | 7.0211 | 1.6842 | 3.2199 | 12.325 | 1.6505 | 0.26928 | 5.9617 | 5.3972
2 | 0.94676 | Zero | 8 | Mid | Mid | In | High | DERBreakthrough | 1372 | 28095.27 | 7.8 | 28165.5564 | NY-2 | 6.9172 | 1.6592 | 2.6164 | 12.0756 | 1.6009 | 0.20954 | 5.9617 | 5.2351
2 | 0.88065 | Large | 2 | High | Low | Out | High | AllOptions | 1373 | 29266.38 | 13.6872 | 28206.6643 | NewCT2-1 | 10.1112 | 2.4254 | 3.4351 | 19.5477 | 3.1824 | 2.1156 | 5.9617 | 10.407
2 | 1.1907 | Large | 4 | Low | High | In | High | Ref | 1374 | 27856.5 | 7.6983 | 27942.7322 | CC-4 | 7.4937 | 1.7975 | 2.9899 | 12.4857 | 1.6858 | 0.31193 | 5.9617 | 5.513
2 | 1.1689 | Zero | 6 | Mid | High | In | High | AllOptions | 1375 | 29266.38 | 8.1695 | 29278.0722 | NY-2 | 7.3429 | 1.7613 | 3.7114 | 13.6422 | 1.9273 | 0.60296 | 5.9617 | 6.3026
2 | 0.93079 | Large | 2 | Low | Low | In | Low | AllOptions | 1376 | 29266.38 | 11.5113 | 28823.876 | ESR-4h-30 | 9.1346 | 2.1911 | 3.6477 | 17.3502 | 2.7148 | 1.552 | 5.9617 | 8.8777
2 | 0.98011 | Zero | 6 | Mid | Mid | In | High | LimitedEE | 1377 | 30710.37 | 8.9953 | 30604.7743 | NewCT2-3 | 9.9671 | 2.3908 | 2.9613 | 14.3474 | 2.0812 | 0.78841 | 5.9617 | 6.8058
2 | 1.1938 | Moderate | 8 | Mid | Low | In | Mid | LimitedEE | 1378 | 30710.37 | 8.9953 | 30607.6785 | NewCT2-4 | 6.575 | 1.5772 | 3.6735 | 14.2459 | 2.0557 | 0.75767 | 5.9617 | 6.7224
2 | 1.1765 | Zero | 2 | Low | High | In | Low | LimitedEE | 1379 | 30710.37 | 13.6872 | 29832.7322 | ESR-4h-23 | 11.0935 | 2.661 | 2.7563 | 19.1044 | 3.0921 | 2.0068 | 5.9617 | 10.1118
2 | 0.96975 | Large | 8 | Mid | Mid | In | Low | AllOptions | 1380 | 29266.38 | 8.2453 | 29274.2064 | NewCT1-4 | 6.8948 | 1.6539 | 3.2401 | 13.1393 | 1.8232 | 0.47747 | 5.9617 | 5.9621
2 | 1.2039 | Large | 6 | Low | High | In | Low | LimitedEE | 1381 | 30710.37 | 9.5623 | 30518.7322 | NewCT2-3 | 7.5329 | 1.8069 | 3.7379 | 15.1071 | 2.2381 | 0.97754 | 5.9617 | 7.319
2 | 0.76881 | Moderate | 8 | High | High | In | Low | Ref | 1382 | 27856.5 | 3.3099 | 28891.3822 | CC-3 | 4.4758 | 1.0736 | 2.9228 | 7.3064 | 0.27712 | 0 | 5.9617 | 0.90624
2 | 0.87932 | Large | 2 | Mid | High | In | Mid | Ref | 1383 | 27856.5 | 2.6911 | 29098.0722 | NY-3 | 5.2696 | 1.264 | 3.4733 | 7.4284 | 0.30838 | 0 | 5.9617 | 1.0084
2 | 1.1072 | Large | 2 | Low | Mid | In | High | LimitedEE | 1384 | 30710.37 | 13.6872 | 29990.2322 | ESR-4h-28 | 8.2777 | 1.9856 | 3.8754 | 19.5481 | 3.1801 | 2.1128 | 5.9617 | 10.3993
2 | 1.0261 | Large | 8 | Mid | High | In | Mid | LimitedEE | 1385 | 30710.37 | 8.2453 | 30720.1172 | NewCT1-4 | 7.6154 | 1.8267 | 3.5851 | 13.6571 | 1.9312 | 0.60762 | 5.9617 | 6.3153
2 | 0.90845 | Zero | 2 | High | Mid | In | Low | LimitedEE | 1386 | 30710.37 | 13.6872 | 29374.6643 | NY-5 | 11.9205 | 2.8594 | 3.7668 | 20.3133 | 3.3431 | 2.3093 | 5.9617 | 10.9325
2 | 0.98988 | Zero | 8 | Low | Low | In | Low | LimitedEE | 1387 | 30710.37 | 10.681 | 30370.983 | ESR-4h-23 | 9.434 | 2.263 | 3.1794 | 16.1234 | 2.457 | 1.2413 | 5.9617 | 8.0347
2 | 0.83336 | Zero | 2 | Mid | Low | In | High | AllOptions | 1388 | 29266.38 | 9.3 | 29111.5672 | NY-4 | 5.2208 | 1.2523 | 2.9581 | 13.5104 | 1.9035 | 0.57431 | 5.9617 | 6.2249
2 | 0.76605 | Moderate | 8 | High | Mid | In | Mid | LimitedEE | 1389 | 30710.37 | 8.9953 | 30607.3412 | NewCT2-1 | 7.7317 | 1.8546 | 3.3933 | 14.2432 | 2.0567 | 0.75886 | 5.9617 | 6.7256
2 | 0.93103 | Large | 2 | Mid | Low | In | Low | LimitedEE | 1390 | 30710.37 | 13.6872 | 28798.1915 | ESR-4h-28 | 11.9745 | 2.8723 | 3.4873 | 20.0468 | 3.2881 | 2.243 | 5.9617 | 10.7526
2 | 1.1997 | Large | 8 | Low | High | Out | High | AllOptions | 1391 | 29266.38 | 8.3383 | 29252.8859 | ESR-4h-16 | 5.0845 | 1.2196 | 3.7715 | 13.3295 | 1.8606 | 0.52255 | 5.9617 | 6.0844
2 | 0.83409 | Large | 4 | High | Low | In | Low | DERBreakthrough | 1392 | 28095.27 | 8.2453 | 28104.245 | NewCT1-1 | 6.7795 | 1.6262 | 3.7927 | 13.6642 | 1.9315 | 0.60804 | 5.9617 | 6.3164
2 | 0.82789 | Large | 6 | High | High | In | High | AllOptions | 1393 | 29266.38 | 3.7034 | 30185.3822 | CC-3 | 5.1182 | 1.2277 | 3.4994 | 8.4306 | 0.59931 | 0 | 5.9617 | 1.9598
2 | 0.92586 | Moderate | 2 | High | High | In | Low | AllOptions | 1394 | 29266.38 | 6.5 | 29560.42 | NY-5 | 7.4363 | 1.7838 | 3.6814 | 11.9651 | 1.5715 | 0.17411 | 5.9617 | 5.139
2 | 0.81674 | Moderate | 8 | High | High | In | High | Ref | 1395 | 27856.5 | 1.7797 | 29488.65 | GT | 2.2565 | 0.54126 | 2.1584 | 4.4794 | -0.53829 | 0 | 5.9617 | -1.7603
2 | 0.92174 | Large | 2 | Mid | Low | In | High | LimitedEE | 1396 | 30710.37 | 13.6872 | 29492.1915 | ESR-4h-28 | 9.2019 | 2.2073 | 4.4664 | 20.3608 | 3.3493 | 2.3167 | 5.9617 | 10.9526
2 | 1.1758 | Moderate | 2 | Low | High | Out | High | LimitedEE | 1397 | 30710.37 | 13.6872 | 29326.7322 | ESR-4h-23 | 7.6585 | 1.8371 | 3.0853 | 18.6095 | 2.9852 | 1.878 | 5.9617 | 9.7622
2 | 0.80145 | Large | 6 | High | High | Out | Low | AllOptions | 1398 | 29266.38 | 8.2453 | 29273.6499 | NewCT1-3 | 9.2298 | 2.214 | 2.846 | 13.3053 | 1.8606 | 0.52259 | 5.9617 | 6.0846
2 | 1.2129 | Large | 4 | Mid | Mid | In | Mid | AllOptions | 1399 | 29266.38 | 8.9237 | 29165.0722 | NewCT1-2 | 7.8533 | 1.8838 | 3.3937 | 14.2012 | 2.0478 | 0.7481 | 5.9617 | 6.6965
2 | 1.2177 | Large | 6 | Mid | Mid | In | Mid | LimitedEE | 1400 | 30710.37 | 8.9953 | 30602.7268 | NewCT2-3 | 7.0248 | 1.685 | 3.0217 | 13.702 | 1.9439 | 0.6229 | 5.9617 | 6.3567
2 | 0.825 | Large | 4 | High | Low | In | Mid | Ref | 1401 | 27856.5 | 5.5342 | 28336.6643 | CC-4 | 4.7682 | 1.1438 | 3.3973 | 10.0753 | 1.0779 | 0 | 5.9617 | 3.5248
2 | 0.89952 | Moderate | 4 | High | High | In | Low | DERBreakthrough | 1402 | 28095.27 | 3.6082 | 29041.3822 | NY-1 | 5.2757 | 1.2655 | 3.0294 | 7.9032 | 0.44969 | 0 | 5.9617 | 1.4705
2 | 0.79603 | Zero | 6 | High | Low | In | Low | Ref | 1403 | 27856.5 | 8.2453 | 27859.809 | NewCT1-1 | 7.4295 | 1.7821 | 2.9948 | 13.0222 | 1.7997 | 0.44916 | 5.9617 | 5.8853
2 | 1.1971 | Large | 2 | Mid | High | In | High | DERBreakthrough | 1404 | 28095.27 | 2.4497 | 29428.0722 | NY-3 | 4.2152 | 1.0111 | 3.3535 | 6.8142 | 0.13087 | 0 | 5.9617 | 0.42797
2 | 0.9753 | Large | 4 | Mid | Low | In | High | LimitedEE | 1405 | 30710.37 | 12.3796 | 30165.7181 | ESR-4h-28 | 12.1895 | 2.9239 | 3.7615 | 19.065 | 3.0782 | 1.99 | 5.9617 | 10.066
2 | 0.96595 | Large | 8 | Mid | High | In | Low | LimitedEE | 1406 | 30710.37 | 8.9953 | 30605.7487 | NewCT2-1 | 10.5716 | 2.5358 | 2.7493 | 14.2804 | 2.0682 | 0.77271 | 5.9617 | 6.7632
2 | 1.0603 | Moderate | 6 | High | High | Out | High | AllOptions | 1407 | 29266.38 | 8.2453 | 29275.6151 | NewCT1-1 | 8.2966 | 1.9901 | 2.8926 | 13.128 | 1.8227 | 0.47692 | 5.9617 | 5.9606
2 | 1.1613 | Zero | 2 | Low | Mid | In | High | AllOptions | 1408 | 29266.38 | 10.3455 | 28970.4957 | ESR-4h-18 | 7.6475 | 1.8344 | 3.9963 | 16.1762 | 2.4636 | 1.2493 | 5.9617 | 8.0565
2 | 1.2204 | Zero | 4 | Low | Mid | In | High | LimitedEE | 1409 | 30710.37 | 12.8653 | 30110.7322 | ESR-4h-21 | 9.4186 | 2.2593 | 3.8444 | 18.9689 | 3.0573 | 1.9648 | 5.9617 | 9.9978
2 | 1.0464 | Zero | 8 | High | Mid | In | Mid | AllOptions | 1410 | 29266.38 | 8.2453 | 29268.4934 | NewCT1-2 | 9.7957 | 2.3497 | 2.8024 | 13.3974 | 1.8804 | 0.54644 | 5.9617 | 6.1493
2 | 1.0033 | Moderate | 8 | High | Mid | In | Low | LimitedEE | 1411 | 30710.37 | 8.9953 | 30607.1251 | NewCT2-2 | 9.2352 | 2.2153 | 2.1268 | 13.3373 | 1.8715 | 0.53562 | 5.9617 | 6.1199
2 | 1.0769 | Large | 4 | High | Mid | In | Low | Ref | 1412 | 27856.5 | 4.2302 | 28634.6643 | CC-4 | 6.3663 | 1.5271 | 3.2899 | 9.0472 | 0.78003 | 0 | 5.9617 | 2.5508
2 | 1.1483 | Moderate | 6 | Low | High | In | Low | Ref | 1413 | 27856.5 | 7.8395 | 27921.6984 | ESR-4h-14 | 10.2243 | 2.4525 | 3.5109 | 13.8029 | 1.9626 | 0.64543 | 5.9617 | 6.4179
2 | 1.1295 | Moderate | 6 | Mid | Mid | In | Low | DERBreakthrough | 1414 | 28095.27 | 8.2453 | 28098.7836 | NewCT1-1 | 8.0036 | 1.9198 | 3.8892 | 14.0543 | 2.0138 | 0.70718 | 5.9617 | 6.5854
2 | 1.174 | Large | 2 | Low | Mid | In | Low | Ref | 1415 | 27856.5 | 8.9953 | 27753.6836 | NewCT2-1 | 10.7568 | 2.5803 | 2.359 | 13.9346 | 1.9969 | 0.68686 | 5.9617 | 6.5303
2 | 1.222 | Zero | 8 | Low | Low | In | Mid | Ref | 1416 | 27856.5 | 8.5552 | 27810.5935 | ESR-4h-14 | 7.2856 | 1.7476 | 3.9275 | 14.2303 | 2.0509 | 0.75196 | 5.9617 | 6.7069
2 | 1.1258 | Moderate | 4 | Mid | Low | In | Low | LimitedEE | 1417 | 30710.37 | 13.6872 | 29251.0722 | ESR-4h-25 | 12.4804 | 2.9937 | 3.2472 | 19.928 | 3.2642 | 2.2142 | 5.9617 | 10.6745
2 | 1.1853 | Large | 8 | Mid | Mid | In | High | AllOptions | 1418 | 29266.38 | 8.2453 | 29275.8757 | NewCT1-2 | 7.5026 | 1.7997 | 3.7405 | 13.7854 | 1.9576 | 0.63939 | 5.9617 | 6.4015
2 | 0.95426 | Moderate | 6 | Low | Mid | In | Low | DERBreakthrough | 1419 | 28095.27 | 8.2453 | 28103.6902 | NewCT1-2 | 10.5216 | 2.5238 | 3.9424 | 14.7116 | 2.153 | 0.87498 | 5.9617 | 7.0407
2 | 0.79305 | Moderate | 4 | Mid | Mid | In | Low | Ref | 1420 | 27856.5 | 6.9918 | 28061.0722 | NY-5 | 5.6182 | 1.3476 | 3.1463 | 11.4857 | 1.4727 | 0.055065 | 5.9617 | 4.816
2 | 1.2353 | Moderate | 2 | Low | Mid | Out | Low | DERBreakthrough | 1421 | 28095.27 | 13.0357 | 27476.7322 | ESR-4h-21 | 11.4559 | 2.7479 | 4.4447 | 20.2283 | 3.3213 | 2.283 | 5.9617 | 10.8611
2 | 1.187 | Moderate | 6 | Mid | Mid | In | Mid | Ref | 1422 | 27856.5 | 5.838 | 28275.0722 | NY-4 | 6.1897 | 1.4847 | 3.6004 | 10.9231 | 1.3226 | 0 | 5.9617 | 4.3252
2 | 0.92059 | Moderate | 8 | High | High | Out | Low | DERBreakthrough | 1423 | 28095.27 | 6.5 | 28389.1695 | NY-5 | 6.1967 | 1.4864 | 4.2819 | 12.2683 | 1.6325 | 0.24763 | 5.9617 | 5.3385
2 | 1.1903 | Large | 8 | Mid | Mid | In | Low | DERBreakthrough | 1424 | 28095.27 | 8.2453 | 28098.7836 | NewCT1-1 | 9.5142 | 2.2822 | 4.0698 | 14.5973 | 2.1281 | 0.84488 | 5.9617 | 6.959
2 | 0.84689 | Moderate | 8 | High | Mid | In | Low | DERBreakthrough | 1425 | 28095.27 | 5.9863 | 28484.6643 | NY-4 | 4.7744 | 1.1452 | 3.3194 | 10.4509 | 1.1876 | 0 | 5.9617 | 3.8837
2 | 1.0334 | Large | 4 | Low | High | In | Low | LimitedEE | 1426 | 30710.37 | 9.4708 | 30532.1393 | ESR-4h-23 | 8.224 | 1.9727 | 3.517 | 14.9605 | 2.2082 | 0.94154 | 5.9617 | 7.2213
2 | 0.80291 | Moderate | 6 | High | Low | In | High | LimitedEE | 1427 | 30710.37 | 8.9953 | 30605.6017 | NewCT2-3 | 8.8234 | 2.1165 | 2.5545 | 13.6663 | 1.9389 | 0.61691 | 5.9617 | 6.3405
2 | 1.0376 | Zero | 6 | High | High | Out | Low | DERBreakthrough | 1428 | 28095.27 | 8.2453 | 28103.5078 | NewCT1-1 | 6.4248 | 1.5411 | 3.2057 | 12.9921 | 1.7922 | 0.44005 | 5.9617 | 5.8606
2 | 0.98152 | Moderate | 6 | Low | Low | In | Low | LimitedEE | 1429 | 30710.37 | 12.501 | 30151.9933 | ESR-4h-28 | 8.8091 | 2.1131 | 3.4254 | 18.0395 | 2.8623 | 1.7299 | 5.9617 | 9.3603
2 | 0.98823 | Zero | 8 | Mid | High | Out | High | Ref | 1430 | 27856.5 | 7.7893 | 27928.0722 | NY-1 | 6.7184 | 1.6116 | 2.87 | 12.2709 | 1.6409 | 0.25779 | 5.9617 | 5.3661
2 | 1.0317 | Large | 6 | High | Mid | In | High | AllOptions | 1431 | 29266.38 | 7.8474 | 29328.6643 | CC-4 | 8.7107 | 2.0894 | 2.6361 | 12.573 | 1.7064 | 0.33666 | 5.9617 | 5.5801
2 | 0.83676 | Moderate | 2 | Mid | High | In | Low | LimitedEE | 1432 | 30710.37 | 10.0191 | 30456.7683 | ESR-4h-29 | 5.3058 | 1.2727 | 2.3397 | 13.6315 | 1.9327 | 0.60946 | 5.9617 | 6.3203
2 | 0.78042 | Large | 4 | Mid | Mid | In | Low | Ref | 1433 | 27856.5 | 6.9918 | 28061.0722 | CC-4 | 7.5768 | 1.8175 | 2.7639 | 11.5732 | 1.4934 | 0.080008 | 5.9617 | 4.8837
2 | 1.224 | Moderate | 2 | Low | Mid | In | High | AllOptions | 1434 | 29266.38 | 11.1354 | 28870.3882 | ESR-4h-17 | 9.0365 | 2.1676 | 2.7056 | 16.0086 | 2.4353 | 1.2151 | 5.9617 | 7.9637
2 | 1.1109 | Moderate | 8 | Low | Low | In | High | AllOptions | 1435 | 29266.38 | 8.9953 | 29161.3431 | NewCT2-2 | 10.0111 | 2.4014 | 3.6334 | 15.0301 | 2.2224 | 0.95855 | 5.9617 | 7.2675
2 | 1.215 | Large | 2 | Mid | Mid | In | High | DERBreakthrough | 1436 | 28095.27 | 4.7162 | 28755.0722 | CC-4 | 4.4495 | 1.0673 | 3.0659 | 8.8494 | 0.72428 | 0 | 5.9617 | 2.3685
2 | 0.76861 | Zero | 8 | High | Low | In | Mid | Ref | 1437 | 27856.5 | 8.0508 | 27886.6643 | NY-2 | 7.4765 | 1.7934 | 3.3601 | 13.2042 | 1.8363 | 0.49328 | 5.9617 | 6.005
2 | 1.0337 | Large | 2 | Low | Mid | In | Low | Ref | 1438 | 27856.5 | 8.7362 | 27783.2963 | ESR-4h-17 | 9.3441 | 2.2414 | 4.1955 | 15.1731 | 2.2496 | 0.99135 | 5.9617 | 7.3564
2 | 0.8004 | Large | 4 | Mid | Mid | In | High | Ref | 1439 | 27856.5 | 3.7765 | 28755.0722 | NY-5 | 3.4063 | 0.81708 | 2.4892 | 7.0827 | 0.21548 | 0 | 5.9617 | 0.70464
2 | 1.1688 | Zero | 4 | Mid | High | Out | Mid | LimitedEE | 1440 | 30710.37 | 13.625 | 30038.1173 | ESR-4h-26 | 7.9426 | 1.9052 | 3.6152 | 19.1454 | 3.096 | 2.0115 | 5.9617 | 10.1245
2 | 0.99504 | Moderate | 8 | Low | Low | In | Mid | DERBreakthrough | 1441 | 28095.27 | 8.2453 | 28098.2693 | NewCT1-3 | 8.5395 | 2.0484 | 3.6503 | 13.9439 | 1.9917 | 0.68056 | 5.9617 | 6.5132
2 | 1.2165 | Large | 6 | Low | High | In | Mid | AllOptions | 1442 | 29266.38 | 8.5022 | 29228.8296 | ESR-4h-13 | 8.4383 | 2.0241 | 3.4452 | 13.9715 | 1.9987 | 0.68899 | 5.9617 | 6.5361
2 | 1.1609 | Zero | 6 | Mid | Mid | In | High | DERBreakthrough | 1443 | 28095.27 | 7.8 | 28165.5564 | NY-2 | 4.7225 | 1.1328 | 2.3045 | 11.2373 | 1.4238 | 0 | 5.9617 | 4.6561
2 | 0.82673 | Zero | 4 | Mid | High | In | High | DERBreakthrough | 1444 | 28095.27 | 3.8336 | 28978.0722 | CC-3 | 6.1393 | 1.4727 | 2.522 | 7.8283 | 0.43181 | 0 | 5.9617 | 1.4121
2 | 1.0435 | Large | 8 | Low | Low | In | High | DERBreakthrough | 1445 | 28095.27 | 8.2453 | 28104.4183 | NewCT1-3 | 10.1462 | 2.4338 | 4.3395 | 15.0186 | 2.216 | 0.95086 | 5.9617 | 7.2466
2 | 0.98159 | Zero | 6 | High | Mid | Out | High | AllOptions | 1446 | 29266.38 | 8.9953 | 29163.9625 | NewCT2-1 | 10.199 | 2.4464 | 3.3404 | 14.7822 | 2.1714 | 0.8971 | 5.9617 | 7.1007
2 | 0.82213 | Zero | 4 | High | Low | In | High | LimitedEE | 1447 | 30710.37 | 12.5456 | 30146.6643 | NY-5 | 12.3682 | 2.9668 | 3.3915 | 18.9039 | 3.046 | 1.9512 | 5.9617 | 9.9609
2 | 1.1878 | Large | 2 | Mid | High | In | Mid | DERBreakthrough | 1448 | 28095.27 | 3 | 29230.3459 | NY-4 | 4.6367 | 1.1122 | 2.204 | 6.3162 | -0.0050312 | 0 | 5.9617 | -0.016453
2 | 1.0085 | Large | 6 | Mid | High | In | Low | Ref | 1449 | 27856.5 | 3.3337 | 28884.0722 | CC-3 | 2.903 | 0.69635 | 2.3228 | 6.3529 | 0.0047267 | 0 | 5.9617 | 0.015457
2 | 0.89965 | Large | 2 | High | Mid | Out | Low | LimitedEE | 1450 | 30710.37 | 13.6872 | 28174.6643 | NewCT2-1 | 7.5966 | 1.8222 | 5.31 | 20.8194 | 3.4419 | 2.4284 | 5.9617 | 11.2556
2 | 1.0868 | Large | 4 | Low | High | In | Low | Ref | 1451 | 27856.5 | 7.2422 | 28018.9347 | ESR-4h-15 | 7.33 | 1.7583 | 3.0032 | 12.0037 | 1.5835 | 0.18853 | 5.9617 | 5.1781
2 | 1.2354 | Zero | 8 | Low | High | In | High | LimitedEE | 1452 | 30710.37 | 8.9953 | 30603.888 | NewCT2-2 | 11.5945 | 2.7812 | 3.5985 | 15.375 | 2.2958 | 1.047 | 5.9617 | 7.5075
2 | 0.78466 | Moderate | 6 | Mid | High | In | Mid | Ref | 1453 | 27856.5 | 3.624 | 28798.0722 | NY-1 | 3.2045 | 0.76866 | 2.6219 | 7.0146 | 0.19466 | 0 | 5.9617 | 0.63657
2 | 0.87517 | Zero | 2 | High | Low | In | High | Ref | 1454 | 27856.5 | 7.1 | 28043.2957 | NY-1 | 6.8013 | 1.6314 | 3.0994 | 11.8308 | 1.5462 | 0.14367 | 5.9617 | 5.0564
2 | 1.0613 | Moderate | 4 | Mid | High | In | Mid | Ref | 1455 | 27856.5 | 3.624 | 28798.0722 | NY-1 | 4.565 | 1.095 | 2.927 | 7.646 | 0.37576 | 0 | 5.9617 | 1.2288
2 | 1.1614 | Large | 2 | Low | Low | In | Mid | DERBreakthrough | 1456 | 28095.27 | 10.346 | 27799.3888 | ESR-4h-16 | 13.23 | 3.1735 | 3.3884 | 16.9079 | 2.6223 | 1.4406 | 5.9617 | 8.5755
2 | 1.0148 | Large | 6 | Low | Mid | Out | Low | AllOptions | 1457 | 29266.38 | 10.4457 | 28956.7322 | ESR-4h-21 | 14.5393 | 3.4876 | 3.0434 | 16.9766 | 2.6389 | 1.4605 | 5.9617 | 8.6295
2 | 1.0356 | Moderate | 2 | High | Mid | Out | High | LimitedEE | 1458 | 30710.37 | 13.6872 | 28868.6643 | NewCT2-1 | 10.7857 | 2.5872 | 3.5659 | 19.8402 | 3.2438 | 2.1896 | 5.9617 | 10.6077
2 | 0.81103 | Moderate | 8 | Mid | Mid | Out | Mid | DERBreakthrough | 1459 | 28095.27 | 8.2453 | 28100.734 | NewCT1-2 | 6.0526 | 1.4518 | 3.5177 | 13.2148 | 1.8377 | 0.49492 | 5.9617 | 6.0095
2 | 0.76636 | Moderate | 2 | High | Low | In | Low | Ref | 1460 | 27856.5 | 7.5148 | 27972.6643 | NY-5 | 6.1475 | 1.4746 | 3.5712 | 12.5606 | 1.6985 | 0.32718 | 5.9617 | 5.5544
2 | 0.76559 | Zero | 8 | Mid | High | Out | Low | Ref | 1461 | 27856.5 | 7.8 | 27926.7681 | NY-2 | 7.4665 | 1.791 | 3.2951 | 12.886 | 1.7691 | 0.41231 | 5.9617 | 5.7853
2 | 1.0963 | Large | 2 | Low | High | In | Low | Ref | 1462 | 27856.5 | 7.3352 | 28002.6555 | ESR-4h-15 | 10.5473 | 2.53 | 3.2958 | 13.1611 | 1.8275 | 0.48266 | 5.9617 | 5.9762
2 | 0.98977 | Large | 8 | Low | Low | In | High | DERBreakthrough | 1463 | 28095.27 | 8.2453 | 28104.8733 | NewCT1-2 | 9.319 | 2.2354 | 3.3558 | 13.8365 | 1.9705 | 0.65505 | 5.9617 | 6.444
2 | 1.0713 | Moderate | 2 | Mid | Mid | In | Mid | Ref | 1464 | 27856.5 | 5.838 | 28275.0722 | NY-4 | 5.7657 | 1.383 | 3.8759 | 11.0969 | 1.371 | 0 | 5.9617 | 4.4835
2 | 0.81453 | Zero | 2 | High | Low | In | Mid | DERBreakthrough | 1465 | 28095.27 | 8.2453 | 28104.9208 | NewCT1-1 | 8.3358 | 1.9995 | 3.9037 | 14.1485 | 2.0337 | 0.7312 | 5.9617 | 6.6506
2 | 1.216 | Large | 8 | Low | Low | In | Low | Ref | 1466 | 27856.5 | 8.497 | 27819.5703 | ESR-4h-13 | 8.8644 | 2.1263 | 3.3217 | 13.945 | 1.9938 | 0.68304 | 5.9617 | 6.5199
2 | 0.97979 | Moderate | 4 | Low | Mid | In | High | Ref | 1467 | 27856.5 | 7.5937 | 27959.7322 | ESR-4h-15 | 6.7616 | 1.6219 | 4.1183 | 13.3339 | 1.8596 | 0.52135 | 5.9617 | 6.0812
2 | 0.776 | Moderate | 8 | Mid | High | Out | Mid | AllOptions | 1468 | 29266.38 | 8.2453 | 29268.0849 | NewCT1-2 | 9.4924 | 2.2769 | 3.1674 | 13.6896 | 1.9404 | 0.61876 | 5.9617 | 6.3455
2 | 1.1902 | Large | 6 | Low | High | In | Low | Ref | 1469 | 27856.5 | 8.2453 | 27865.4175 | NewCT1-2 | 8.7158 | 2.0907 | 2.8039 | 13.1398 | 1.8257 | 0.48055 | 5.9617 | 5.9705
2 | 1.0713 | Zero | 6 | Low | High | Out | Mid | AllOptions | 1470 | 29266.38 | 8.9953 | 29162.1555 | NewCT2-2 | 6.1903 | 1.4849 | 3.2079 | 13.6881 | 1.9399 | 0.61809 | 5.9617 | 6.3437
2 | 0.80287 | Zero | 8 | Mid | High | Out | High | DERBreakthrough | 1471 | 28095.27 | 7.6036 | 28196.959 | ESR-4h-25 | 6.0868 | 1.46 | 1.6655 | 10.7292 | 1.2811 | 0 | 5.9617 | 4.1893
2 | 1.1649 | Large | 6 | Low | Mid | In | High | LimitedEE | 1472 | 30710.37 | 10.3903 | 30408.1238 | ESR-4h-17 | 9.9193 | 2.3793 | 3.1263 | 15.8959 | 2.409 | 1.1835 | 5.9617 | 7.8778
2 | 1.1604 | Zero | 6 | Mid | Low | In | High | DERBreakthrough | 1473 | 28095.27 | 8.2453 | 28101.2083 | NewCT1-2 | 6.6896 | 1.6046 | 3.7418 | 13.5917 | 1.9164 | 0.58984 | 5.9617 | 6.267
2 | 1.1854 | Zero | 8 | Low | High | In | Low | DERBreakthrough | 1474 | 28095.27 | 8.2453 | 28103.8759 | NewCT1-1 | 7.0114 | 1.6818 | 3.0864 | 13.0135 | 1.7974 | 0.44633 | 5.9617 | 5.8776
2 | 1.0461 | Moderate | 6 | Low | Low | In | High | Ref | 1475 | 27856.5 | 8.2453 | 27864.58 | NewCT1-2 | 6.5788 | 1.5781 | 3.4693 | 13.2926 | 1.8545 | 0.51516 | 5.9617 | 6.0644
2 | 1.0091 | Moderate | 8 | High | Low | In | High | DERBreakthrough | 1476 | 28095.27 | 5.8238 | 28516.6643 | NY-4 | 7.3175 | 1.7553 | 2.7905 | 10.3695 | 1.168 | 0 | 5.9617 | 3.8196
2 | 0.82892 | Moderate | 8 | Mid | High | In | Mid | DERBreakthrough | 1477 | 28095.27 | 4.3 | 28857.7231 | NY-2 | 4.6209 | 1.1084 | 3.0663 | 8.4747 | 0.61544 | 0 | 5.9617 | 2.0126
2 | 1.1725 | Large | 6 | Mid | Low | In | Low | LimitedEE | 1478 | 30710.37 | 13.6872 | 29991.0722 | ESR-4h-25 | 12.5812 | 3.0179 | 3.6128 | 20.3179 | 3.3449 | 2.3115 | 5.9617 | 10.9384
2 | 1.2046 | Moderate | 4 | Low | Low | In | High | Ref | 1479 | 27856.5 | 8.3867 | 27835.5824 | ESR-4h-14 | 8.0721 | 1.9363 | 2.3939 | 12.7168 | 1.7382 | 0.37508 | 5.9617 | 5.6843
2 | 0.87529 | Large | 2 | High | High | In | Mid | Ref | 1480 | 27856.5 | 1.839 | 29458.65 | NY-2 | 2.5262 | 0.60596 | 3.0081 | 5.453 | -0.26194 | 0 | 5.9617 | -0.85657
2 | 1.0512 | Large | 6 | Mid | Low | Out | Low | AllOptions | 1481 | 29266.38 | 11.7835 | 28791.0722 | ESR-4h-25 | 8.6965 | 2.086 | 3.2691 | 17.1386 | 2.672 | 1.5004 | 5.9617 | 8.7378
2 | 1.1037 | Large | 4 | Mid | High | In | Mid | AllOptions | 1482 | 29266.38 | 7.4209 | 29398.0722 | CC-4 | 7.9906 | 1.9167 | 3.1254 | 12.463 | 1.6803 | 0.30523 | 5.9617 | 5.4948
2 | 1.1086 | Large | 2 | Mid | Mid | In | High | LimitedEE | 1483 | 30710.37 | 13.6872 | 29937.5722 | ESR-4h-26 | 12.9698 | 3.1111 | 3.5522 | 20.3505 | 3.3522 | 2.3202 | 5.9617 | 10.9622
2 | 0.80772 | Large | 8 | High | High | In | High | AllOptions | 1484 | 29266.38 | 3.7034 | 30185.3822 | CC-3 | 3.3999 | 0.81554 | 4.0689 | 8.5879 | 0.64067 | 0 | 5.9617 | 2.0951
2 | 0.87285 | Moderate | 8 | Mid | Low | In | High | DERBreakthrough | 1485 | 28095.27 | 8.143 | 28111.0722 | NY-5 | 8.2822 | 1.9867 | 2.8376 | 12.9672 | 1.7889 | 0.43616 | 5.9617 | 5.85
2 | 1.0769 | Moderate | 4 | Low | Mid | Out | Mid | AllOptions | 1486 | 29266.38 | 12.1136 | 28752.4022 | ESR-4h-23 | 11.1091 | 2.6648 | 3.296 | 18.0744 | 2.8705 | 1.7397 | 5.9617 | 9.3869
2 | 1.113 | Large | 4 | Low | Low | In | High | Ref | 1487 | 27856.5 | 8.2453 | 27864.58 | NewCT1-2 | 8.4576 | 2.0287 | 3.4139 | 13.6879 | 1.9387 | 0.61666 | 5.9617 | 6.3398
2 | 0.77798 | Zero | 2 | High | Low | In | Mid | DERBreakthrough | 1488 | 28095.27 | 8.2453 | 28104.9208 | NewCT1-1 | 7.4248 | 1.781 | 3.8874 | 13.9136 | 1.984 | 0.67122 | 5.9617 | 6.4878
2 | 0.77864 | Zero | 4 | Mid | Low | In | High | LimitedEE | 1489 | 30710.37 | 11.8077 | 30232.1915 | NY-5 | 8.631 | 2.0703 | 3.0057 | 16.8838 | 2.6194 | 1.437 | 5.9617 | 8.5657
2 | 1.1135 | Large | 4 | Mid | Low | In | Low | AllOptions | 1490 | 29266.38 | 10.9141 | 28897.0722 | NewCT2-2 | 13.9645 | 3.3497 | 4.3717 | 18.6355 | 2.9836 | 1.876 | 5.9617 | 9.7567
2 | 1.0286 | Zero | 8 | Mid | Low | In | High | DERBreakthrough | 1491 | 28095.27 | 8.2453 | 28101.2083 | NewCT1-2 | 7.6424 | 1.8332 | 4.356 | 14.4344 | 2.0919 | 0.8013 | 5.9617 | 6.8408
2 | 0.89815 | Moderate | 2 | High | Mid | In | Low | DERBreakthrough | 1492 | 28095.27 | 5.9863 | 28484.6643 | NY-4 | 6.4557 | 1.5485 | 3.0114 | 10.5462 | 1.2176 | 0 | 5.9617 | 3.9819
2 | 0.875 | Zero | 6 | Mid | Mid | In | High | AllOptions | 1493 | 29266.38 | 8.2453 | 29275.7692 | NewCT1-3 | 7.2111 | 1.7297 | 3.4133 | 13.3883 | 1.8751 | 0.54002 | 5.9617 | 6.1318
2 | 1.0766 | Zero | 6 | Low | Low | In | Mid | Ref | 1494 | 27856.5 | 8.8926 | 27760.7294 | ESR-4h-15 | 8.4015 | 2.0153 | 3.6301 | 14.538 | 2.1179 | 0.83267 | 5.9617 | 6.9259
2 | 1.152 | Zero | 4 | Mid | High | Out | Low | AllOptions | 1495 | 29266.38 | 9.3 | 29112.7119 | NY-4 | 8.9762 | 2.1531 | 2.9281 | 14.3812 | 2.0886 | 0.79729 | 5.9617 | 6.8299
2 | 1.153 | Moderate | 2 | Low | Mid | In | High | Ref | 1496 | 27856.5 | 8.2453 | 27858.6301 | NewCT1-1 | 8.9169 | 2.1389 | 1.743 | 12.1272 | 1.6167 | 0.22862 | 5.9617 | 5.2869
2 | 1.2133 | Zero | 6 | Mid | High | In | Mid | Ref | 1497 | 27856.5 | 4.1776 | 28648.0722 | CC-4 | 4.3784 | 1.0503 | 2.9277 | 8.1555 | 0.52378 | 0 | 5.9617 | 1.7128
2 | 0.79498 | Zero | 4 | High | Low | In | High | DERBreakthrough | 1498 | 28095.27 | 7.8 | 28166.6139 | NY-2 | 7.1168 | 1.7071 | 3.2405 | 12.7477 | 1.7401 | 0.37727 | 5.9617 | 5.6903
2 | 0.77908 | Moderate | 8 | High | Mid | In | High | AllOptions | 1499 | 29266.38 | 7.8474 | 29328.6643 | NY-5 | 10.5567 | 2.5323 | 3.5349 | 13.9146 | 1.9861 | 0.67383 | 5.9617 | 6.4949
2 | 1.0903 | Moderate | 4 | Low | Low | In | Low | LimitedEE | 1500 | 30710.37 | 13.6872 | 29303.7322 | ESR-4h-27 | 14.1729 | 3.3997 | 2.103 | 19.1898 | 3.1139 | 2.0331 | 5.9617 | 10.183
2 | 0.88839 | Moderate | 2 | High | Mid | In | Low | Ref | 1501 | 27856.5 | 5.5439 | 28334.6643 | NY-3 | 5.2055 | 1.2486 | 2.8577 | 9.6503 | 0.95854 | 0 | 5.9617 | 3.1346
2 | 1.1737 | Large | 2 | Mid | Low | In | Mid | Ref | 1502 | 27856.5 | 8.2453 | 27863.1922 | NewCT1-1 | 8.8172 | 2.115 | 3.5005 | 13.8608 | 1.9749 | 0.66029 | 5.9617 | 6.4582
2 | 1.2057 | Moderate | 2 | Low | High | In | Low | AllOptions | 1503 | 29266.38 | 9.8259 | 29038.7322 | NewCT2-1 | 12.6815 | 3.0419 | 4.1504 | 17.0182 | 2.6415 | 1.4637 | 5.9617 | 8.6381
2 | 0.82372 | Moderate | 4 | High | Mid | In | Low | DERBreakthrough | 1504 | 28095.27 | 5.9863 | 28484.6643 | NY-4 | 7.8339 | 1.8791 | 2.6855 | 10.5509 | 1.2215 | 0 | 5.9617 | 3.9945
2 | 0.97754 | Zero | 8 | Mid | High | In | High | DERBreakthrough | 1505 | 28095.27 | 3.8336 | 28978.0722 | CC-3 | 4.569 | 1.096 | 3.1049 | 8.0345 | 0.48727 | 0 | 5.9617 | 1.5934
2 | 1.1303 | Zero | 8 | Mid | Low | In | Low | AllOptions | 1506 | 29266.38 | 8.9953 | 29164.3252 | NewCT2-2 | 6.9341 | 1.6633 | 4.1178 | 14.7763 | 2.1658 | 0.89037 | 5.9617 | 7.0825
2 | 0.92324 | Zero | 2 | Mid | Low | In | Low | AllOptions | 1507 | 29266.38 | 11.7236 | 28798.1915 | ESR-4h-28 | 7.8902 | 1.8926 | 5.0967 | 18.7129 | 2.9959 | 1.8909 | 5.9617 | 9.7972
2 | 0.81999 | Zero | 2 | High | High | In | Low | AllOptions | 1508 | 29266.38 | 8.2453 | 29273.0449 | NewCT1-1 | 9.7572 | 2.3405 | 3.1572 | 13.743 | 1.9518 | 0.63248 | 5.9617 | 6.3827
2 | 1.1029 | Zero | 4 | Mid | Mid | In | High | AllOptions | 1509 | 29266.38 | 8.7187 | 29195.0722 | NY-3 | 8.1009 | 1.9432 | 2.5145 | 13.1764 | 1.8351 | 0.49184 | 5.9617 | 6.0011
2 | 1.1492 | Moderate | 4 | Mid | Mid | In | Low | LimitedEE | 1510 | 30710.37 | 13.6872 | 29983.5722 | ESR-4h-26 | 9.375 | 2.2488 | 1.9794 | 17.9153 | 2.8441 | 1.7078 | 5.9617 | 9.3005
2 | 0.85006 | Zero | 2 | High | High | Out | Mid | AllOptions | 1511 | 29266.38 | 8.9953 | 29161.6032 | NewCT2-1 | 6.5761 | 1.5774 | 2.9563 | 13.529 | 1.9075 | 0.57908 | 5.9617 | 6.2378
2 | 1.2179 | Zero | 2 | Mid | Mid | Out | Mid | Ref | 1512 | 27856.5 | 9.3 | 27702.5809 | NY-4 | 6.4502 | 1.5472 | 4.6256 | 15.4728 | 2.3108 | 1.0651 | 5.9617 | 7.5567
2 | 1.2319 | Moderate | 6 | Low | Mid | In | High | AllOptions | 1513 | 29266.38 | 8.9953 | 29164.1105 | NewCT2-1 | 8.8136 | 2.1141 | 4.0971 | 15.2065 | 2.2572 | 1.0006 | 5.9617 | 7.3814
2 | 0.81774 | Zero | 6 | Mid | High | In | Mid | Ref | 1514 | 27856.5 | 4.1776 | 28648.0722 | CC-4 | 4.3568 | 1.0451 | 3.785 | 9.0077 | 0.76479 | 0 | 5.9617 | 2.501
2 | 0.81871 | Zero | 6 | Mid | High | In | Low | Ref | 1515 | 27856.5 | 5.7929 | 28284.0722 | CC-4 | 6.8166 | 1.6351 | 3.2694 | 10.6974 | 1.2596 | 0 | 5.9617 | 4.1191
2 | 1.1475 | Zero | 8 | Mid | Mid | In | Low | Ref | 1516 | 27856.5 | 8.2453 | 27865.1476 | NewCT1-1 | 7.3409 | 1.7609 | 3.1598 | 13.166 | 1.8293 | 0.48483 | 5.9617 | 5.9821
2 | 0.7691 | Moderate | 8 | High | High | In | Mid | AllOptions | 1517 | 29266.38 | 5.7359 | 29705.3822 | NY-3 | 5.0964 | 1.2225 | 2.8087 | 9.767 | 0.99284 | 0 | 5.9617 | 3.2467
2 | 0.7854 | Zero | 4 | Mid | High | In | High | LimitedEE | 1518 | 30710.37 | 8.3079 | 30700.7683 | NewCT1-2 | 8.2138 | 1.9703 | 3.9375 | 14.2156 | 2.0478 | 0.74814 | 5.9617 | 6.6965
2 | 1.185 | Zero | 4 | Low | Low | In | Low | Ref | 1519 | 27856.5 | 9.2164 | 27713.2322 | NewCT2-2 | 8.9709 | 2.1519 | 2.01 | 13.3782 | 1.8808 | 0.54688 | 5.9617 | 6.1505
2 | 1.1811 | Zero | 8 | Mid | High | Out | High | LimitedEE | 1520 | 30710.37 | 8.9953 | 30608.11 | NewCT2-3 | 8.9361 | 2.1435 | 4.5288 | 15.6676 | 2.3527 | 1.1156 | 5.9617 | 7.6937
2 | 0.9303 | Moderate | 4 | Mid | Low | In | Low | DERBreakthrough | 1521 | 28095.27 | 8.2453 | 28100.538 | NewCT1-2 | 6.7121 | 1.61 | 2.8348 | 12.6901 | 1.7301 | 0.36528 | 5.9617 | 5.6577
2 | 1.0699 | Large | 2 | Mid | High | In | Low | LimitedEE | 1522 | 30710.37 | 11.9969 | 30210.0381 | ESR-4h-26 | 11.0662 | 2.6545 | 3.3117 | 17.9631 | 2.8468 | 1.7111 | 5.9617 | 9.3093
2 | 0.92161 | Moderate | 2 | Mid | High | In | Low | Ref | 1523 | 27856.5 | 4.4329 | 28584.0722 | NY-2 | 2.8821 | 0.69133 | 2.9931 | 8.1174 | 0.5122 | 0 | 5.9617 | 1.675
2 | 0.80123 | Large | 8 | Mid | Low | Out | High | Ref | 1524 | 27856.5 | 8.2453 | 27865.8863 | NewCT1-2 | 8.4055 | 2.0162 | 3.9674 | 14.2289 | 2.0504 | 0.75134 | 5.9617 | 6.7052
2 | 0.87882 | Moderate | 2 | Mid | High | Out | High | DERBreakthrough | 1525 | 28095.27 | 6.5 | 28387.9907 | NY-5 | 8.2028 | 1.9676 | 3.2249 | 11.6925 | 1.5162 | 0.10742 | 5.9617 | 4.9581
2 | 0.86613 | Zero | 6 | High | High | In | Low | LimitedEE | 1526 | 30710.37 | 8.9953 | 30608.0534 | NewCT2-1 | 10.0257 | 2.4049 | 3.6153 | 15.0155 | 2.2194 | 0.95493 | 5.9617 | 7.2577
2 | 0.79975 | Moderate | 6 | High | Low | In | Low | DERBreakthrough | 1527 | 28095.27 | 8.2453 | 28104.245 | NewCT1-1 | 5.9388 | 1.4245 | 3.6462 | 13.316 | 1.8584 | 0.51995 | 5.9617 | 6.0774
2 | 1.0765 | Large | 4 | Mid | High | In | Low | DERBreakthrough | 1528 | 28095.27 | 3.75 | 29002.6297 | NY-5 | 2.6765 | 0.64202 | 4.0013 | 8.3933 | 0.58464 | 0 | 5.9617 | 1.9119
2 | 0.86575 | Moderate | 2 | Mid | Low | In | Mid | LimitedEE | 1529 | 30710.37 | 13.6872 | 29162.1915 | ESR-4h-28 | 9.503 | 2.2795 | 4.3321 | 20.2987 | 3.3369 | 2.3018 | 5.9617 | 10.912
2 | 0.91002 | Moderate | 6 | Mid | Low | Out | High | DERBreakthrough | 1530 | 28095.27 | 8.7383 | 28021.0722 | NewCT1-3 | 7.7431 | 1.8574 | 3.1599 | 13.7555 | 1.9545 | 0.63566 | 5.9617 | 6.3914
2 | 0.88974 | Moderate | 8 | High | Low | In | High | Ref | 1531 | 27856.5 | 5.3906 | 28366.6643 | NY-3 | 4.6559 | 1.1168 | 3.7299 | 10.2374 | 1.1224 | 0 | 5.9617 | 3.6705
2 | 1.1012 | Large | 4 | Mid | Low | In | High | DERBreakthrough | 1532 | 28095.27 | 8.143 | 28111.0722 | CC-4 | 8.1246 | 1.9489 | 2.9585 | 13.0503 | 1.8059 | 0.45659 | 5.9617 | 5.9055
2 | 1.0831 | Zero | 2 | Mid | High | In | High | DERBreakthrough | 1533 | 28095.27 | 3.8336 | 28978.0722 | CC-3 | 5.803 | 1.392 | 3.6054 | 8.831 | 0.71482 | 0 | 5.9617 | 2.3376
2 | 1.2257 | Moderate | 6 | Low | Mid | In | High | Ref | 1534 | 27856.5 | 8.2453 | 27859.6041 | NewCT1-3 | 7.7034 | 1.8478 | 2.4698 | 12.5629 | 1.7052 | 0.3352 | 5.9617 | 5.5761
2 | 0.76832 | Moderate | 8 | Mid | High | In | Low | DERBreakthrough | 1535 | 28095.27 | 5 | 28691.7985 | NY-3 | 5.0169 | 1.2034 | 2.8749 | 9.0783 | 0.79226 | 0 | 5.9617 | 2.5908
2 | 0.98696 | Large | 4 | High | Low | Out | Mid | LimitedEE | 1536 | 30710.37 | 13.6872 | 28616.6643 | NewCT2-2 | 14.7077 | 3.528 | 3.5386 | 20.7537 | 3.4379 | 2.4235 | 5.9617 | 11.2423
2 | 0.85279 | Moderate | 6 | Mid | Low | In | Mid | Ref | 1537 | 27856.5 | 8.2453 | 27863.1922 | NewCT1-1 | 9.3198 | 2.2356 | 4.1653 | 14.6461 | 2.1379 | 0.85674 | 5.9617 | 6.9912
2 | 1.188 | Moderate | 8 | Mid | High | In | High | DERBreakthrough | 1538 | 28095.27 | 3.5 | 29074.8803 | NY-1 | 6.1616 | 1.478 | 2.7403 | 7.7183 | 0.39818 | 0 | 5.9617 | 1.3021
2 | 1.0937 | Zero | 8 | Low | Low | In | High | LimitedEE | 1539 | 30710.37 | 10.1 | 30447.4534 | NY-5 | 13.1952 | 3.1652 | 3.0579 | 16.323 | 2.5 | 1.2932 | 5.9617 | 8.1755
2 | 0.77679 | Moderate | 4 | Mid | Low | In | Mid | LimitedEE | 1540 | 30710.37 | 13.6872 | 29902.1915 | NewCT2-2 | 12.6299 | 3.0295 | 4.2431 | 20.9598 | 3.4777 | 2.4715 | 5.9617 | 11.3725
2 | 0.76451 | Zero | 4 | High | Low | In | Low | DERBreakthrough | 1541 | 28095.27 | 8.2453 | 28105.013 | NewCT1-2 | 6.2191 | 1.4918 | 2.5023 | 12.2394 | 1.6363 | 0.25221 | 5.9617 | 5.3509
2 | 1.086 | Large | 2 | Low | Mid | In | Low | Ref | 1542 | 27856.5 | 8.9953 | 27753.061 | NewCT2-1 | 6.3317 | 1.5188 | 2.948 | 13.462 | 1.8933 | 0.56201 | 5.9617 | 6.1915
2 | 0.8051 | Zero | 4 | High | High | In | High | Ref | 1543 | 27856.5 | 1.7797 | 29488.65 | GT | 1.9348 | 0.46411 | 2.2393 | 4.4831 | -0.53782 | 0 | 5.9617 | -1.7587
2 | 0.89448 | Large | 4 | High | Mid | In | Mid | Ref | 1544 | 27856.5 | 3.4509 | 28848.6643 | CC-3 | 4.6735 | 1.121 | 3.3167 | 7.8887 | 0.44329 | 0 | 5.9617 | 1.4496
2 | 0.84287 | Moderate | 4 | High | Mid | In | Low | LimitedEE | 1545 | 30710.37 | 12.83 | 30114.6643 | NewCT2-2 | 13.9257 | 3.3404 | 3.4773 | 19.6477 | 3.2034 | 2.1409 | 5.9617 | 10.4757
2 | 1.0525 | Zero | 4 | Low | Low | In | Low | Ref | 1546 | 27856.5 | 8.9953 | 27749.5722 | NewCT2-2 | 9.0579 | 2.1727 | 3.771 | 14.939 | 2.2023 | 0.93431 | 5.9617 | 7.2017
2 | 1.1079 | Large | 8 | Low | High | In | Mid | AllOptions | 1547 | 29266.38 | 8.2453 | 29275.4295 | NewCT1-2 | 6.3196 | 1.5159 | 3.208 | 12.9692 | 1.7873 | 0.43417 | 5.9617 | 5.8446
2 | 1.0706 | Moderate | 2 | Mid | Low | In | High | AllOptions | 1548 | 29266.38 | 11.2855 | 28851.0722 | NewCT2-1 | 9.9788 | 2.3936 | 4.5383 | 18.2174 | 2.8939 | 1.7679 | 5.9617 | 9.4635
2 | 0.85844 | Large | 6 | Mid | Mid | In | Mid | Ref | 1549 | 27856.5 | 5.1192 | 28425.0722 | CC-4 | 6.3712 | 1.5283 | 3.4748 | 10.1223 | 1.091 | 0 | 5.9617 | 3.5676
2 | 0.77418 | Moderate | 4 | Mid | Low | Out | High | DERBreakthrough | 1550 | 28095.27 | 8.4223 | 28068.2683 | NewCT1-2 | 9.4553 | 2.2681 | 2.7964 | 13.4867 | 1.8994 | 0.56933 | 5.9617 | 6.2114
2 | 1.0884 | Moderate | 6 | Low | Mid | In | Mid | AllOptions | 1551 | 29266.38 | 8.9953 | 29159.0451 | NewCT2-2 | 9.9594 | 2.389 | 3.3943 | 14.7785 | 2.1703 | 0.8958 | 5.9617 | 7.0972
2 | 0.76683 | Moderate | 8 | Mid | Mid | In | Mid | Ref | 1552 | 27856.5 | 5.838 | 28275.0722 | NY-4 | 6.4101 | 1.5376 | 2.7437 | 10.1194 | 1.0957 | 0 | 5.9617 | 3.5831
2 | 0.97799 | Moderate | 4 | High | Low | Out | Low | AllOptions | 1553 | 29266.38 | 13.6872 | 28252.6643 | NewCT2-2 | 11.2518 | 2.699 | 2.7178 | 19.1039 | 3.0922 | 2.0069 | 5.9617 | 10.1121
2 | 0.96005 | Zero | 2 | High | Low | In | Mid | DERBreakthrough | 1554 | 28095.27 | 8.2453 | 28104.9208 | NewCT1-1 | 10.8139 | 2.5939 | 3.8458 | 14.685 | 2.1479 | 0.86884 | 5.9617 | 7.024
2 | 1.1306 | Zero | 2 | Mid | Mid | In | Mid | Ref | 1555 | 27856.5 | 7.8 | 27927.8013 | NY-2 | 6.0429 | 1.4495 | 2.2483 | 11.4979 | 1.4803 | 0.064212 | 5.9617 | 4.8408
2 | 0.83097 | Zero | 2 | High | Mid | In | High | Ref | 1556 | 27856.5 | 4.455 | 28578.6643 | CC-4 | 5.9607 | 1.4298 | 3.075 | 8.9598 | 0.7563 | 0 | 5.9617 | 2.4732
2 | 1.2129 | Moderate | 4 | Low | High | Out | Mid | DERBreakthrough | 1557 | 28095.27 | 8.4669 | 28061.8997 | ESR-4h-16 | 9.8203 | 2.3556 | 2.5589 | 13.3813 | 1.8784 | 0.54398 | 5.9617 | 6.1426
2 | 0.8154 | Moderate | 8 | High | Mid | In | Mid | DERBreakthrough | 1558 | 28095.27 | 5 | 28690.6272 | NY-3 | 5.5256 | 1.3254 | 3.2174 | 9.5428 | 0.92458 | 0 | 5.9617 | 3.0235
2 | 0.82691 | Zero | 4 | Mid | High | Out | Mid | DERBreakthrough | 1559 | 28095.27 | 7.9994 | 28134.0271 | ESR-4h-26 | 7.361 | 1.7657 | 3.446 | 13.211 | 1.8373 | 0.49443 | 5.9617 | 6.0081
2 | 1.1859 | Large | 2 | Low | High | Out | High | LimitedEE | 1560 | 30710.37 | 13.6872 | 29326.7322 | ESR-4h-23 | 10.539 | 2.528 | 1.7033 | 17.9184 | 2.8463 | 1.7105 | 5.9617 | 9.3077
2 | 0.86946 | Zero | 8 | Mid | Mid | In | High | LimitedEE | 1561 | 30710.37 | 8.9953 | 30607.8412 | NewCT2-1 | 7.2237 | 1.7328 | 4.1348 | 14.8628 | 2.1841 | 0.91238 | 5.9617 | 7.1422
2 | 0.94303 | Large | 4 | Low | Mid | In | High | Ref | 1562 | 27856.5 | 7.2783 | 28013.1297 | ESR-4h-16 | 8.5133 | 2.0421 | 2.7805 | 12.101 | 1.6054 | 0.21492 | 5.9617 | 5.2498
2 | 1.235 | Large | 8 | Mid | Low | In | Low | AllOptions | 1563 | 29266.38 | 8.9953 | 29162.6471 | NewCT2-1 | 6.0609 | 1.4538 | 2.4425 | 12.8916 | 1.7751 | 0.41946 | 5.9617 | 5.8047
2 | 0.80896 | Zero | 2 | High | High | In | High | Ref | 1564 | 27856.5 | 1.7797 | 29488.65 | GT | 4.6441 | 1.114 | 2.0132 | 4.9069 | -0.41297 | 0 | 5.9617 | -1.3505
2 | 0.90063 | Moderate | 8 | Mid | High | In | High | Ref | 1565 | 27856.5 | 3.0378 | 28978.0722 | CC-3 | 3.8897 | 0.93302 | 2.0679 | 6.0387 | -0.084588 | 0 | 5.9617 | -0.27662
2 | 1.1895 | Large | 4 | Low | Low | In | Low | Ref | 1566 | 27856.5 | 8.9953 | 27752.7377 | NewCT2-2 | 7.9908 | 1.9168 | 3.481 | 14.393 | 2.088 | 0.79659 | 5.9617 | 6.828
2 | 1.2205 | Moderate | 8 | Low | Mid | In | Low | AllOptions | 1567 | 29266.38 | 8.9953 | 29164.266 | NewCT2-2 | 6.7651 | 1.6228 | 3.9374 | 14.5554 | 2.1199 | 0.83506 | 5.9617 | 6.9324
2 | 0.96521 | Large | 4 | Low | Mid | In | Mid | AllOptions | 1568 | 29266.38 | 8.9953 | 29163.1329 | NewCT2-1 | 8.627 | 2.0694 | 3.6317 | 14.6964 | 2.1515 | 0.87319 | 5.9617 | 7.0358
2 | 1.1393 | Zero | 8 | Mid | Low | In | Low | LimitedEE | 1569 | 30710.37 | 10.6296 | 30377.0722 | NY-5 | 8.6417 | 2.0729 | 4.112 | 16.8146 | 2.5985 | 1.4119 | 5.9617 | 8.4974
2 | 0.87102 | Moderate | 8 | Mid | Low | In | High | AllOptions | 1570 | 29266.38 | 8.2453 | 29270.862 | NewCT1-4 | 6.7606 | 1.6217 | 3.1411 | 13.008 | 1.7959 | 0.44455 | 5.9617 | 5.8728
2 | 0.84434 | Large | 4 | Mid | Low | In | Mid | LimitedEE | 1571 | 30710.37 | 13.6872 | 29902.1915 | ESR-4h-28 | 10.7398 | 2.5762 | 3.4528 | 19.7161 | 3.2181 | 2.1586 | 5.9617 | 10.5236
2 | 0.78618 | Zero | 8 | High | High | Out | Low | LimitedEE | 1572 | 30710.37 | 8.9953 | 30607.3942 | NewCT2-3 | 9.6075 | 2.3046 | 2.8975 | 14.1973 | 2.0497 | 0.75045 | 5.9617 | 6.7028
2 | 0.99345 | Moderate | 2 | Low | High | In | Low | LimitedEE | 1573 | 30710.37 | 10.7397 | 30363.0767 | ESR-4h-29 | 8.5282 | 2.0457 | 3.5694 | 16.3547 | 2.5039 | 1.2979 | 5.9617 | 8.1882
2 | 1.1735 | Moderate | 8 | Mid | Mid | In | High | AllOptions | 1574 | 29266.38 | 8.2453 | 29275.8757 | NewCT1-2 | 9.8502 | 2.3628 | 3.3066 | 13.9146 | 1.9874 | 0.67538 | 5.9617 | 6.4991
2 | 0.92569 | Zero | 6 | Mid | High | Out | Mid | AllOptions | 1575 | 29266.38 | 8.9953 | 29164.051 | NewCT2-1 | 9.1914 | 2.2048 | 3.3432 | 14.5432 | 2.1206 | 0.83594 | 5.9617 | 6.9348
2 | 0.99858 | Moderate | 2 | Mid | High | In | Mid | LimitedEE | 1576 | 30710.37 | 10.8242 | 30352.8812 | ESR-4h-24 | 6.4613 | 1.5499 | 4.4485 | 16.8226 | 2.5983 | 1.4116 | 5.9617 | 8.4968
2 | 1.1107 | Moderate | 6 | Low | High | In | Mid | Ref | 1577 | 27856.5 | 7.4747 | 27980.9518 | ESR-4h-12 | 6.6275 | 1.5898 | 2.5362 | 11.6006 | 1.5005 | 0.08856 | 5.9617 | 4.9069
2 | 1.2253 | Large | 6 | Low | Low | In | High | DERBreakthrough | 1578 | 28095.27 | 8.5876 | 28043.6822 | ESR-4h-13 | 5.4928 | 1.3176 | 3.1366 | 13.0417 | 1.8031 | 0.4532 | 5.9617 | 5.8963
2 | 1.1866 | Moderate | 4 | Low | Low | In | Mid | Ref | 1579 | 27856.5 | 8.9953 | 27752.9991 | NewCT2-1 | 6.9876 | 1.6761 | 2.1161 | 12.7875 | 1.7548 | 0.39505 | 5.9617 | 5.7385
2 | 1.0304 | Zero | 8 | High | Mid | In | Low | AllOptions | 1580 | 29266.38 | 8.2453 | 29269.0217 | NewCT1-3 | 9.5281 | 2.2855 | 3.5023 | 14.0331 | 2.0115 | 0.70437 | 5.9617 | 6.5778
2 | 0.79541 | Large | 2 | High | Mid | In | High | LimitedEE | 1581 | 30710.37 | 13.6872 | 30068.6643 | NewCT2-1 | 8.4697 | 2.0316 | 2.7421 | 18.4609 | 2.9556 | 1.8423 | 5.9617 | 9.6653
2 | 1.1283 | Moderate | 8 | Mid | Mid | In | High | LimitedEE | 1582 | 30710.37 | 8.9953 | 30599.3226 | NewCT2-1 | 7.5183 | 1.8034 | 3.1637 | 13.9624 | 1.9983 | 0.68856 | 5.9617 | 6.5349
2 | 1.0936 | Large | 6 | Low | Mid | Out | High | Ref | 1583 | 27856.5 | 8.9134 | 27757.0229 | ESR-4h-15 | 7.359 | 1.7652 | 3.2814 | 13.9599 | 1.9972 | 0.68714 | 5.9617 | 6.531
2 | 0.84465 | Zero | 4 | High | Low | In | High | AllOptions | 1584 | 29266.38 | 8.9953 | 29159.2911 | NewCT2-1 | 7.3891 | 1.7724 | 3.386 | 14.1537 | 2.0377 | 0.73601 | 5.9617 | 6.6636
2 | 1.1702 | Zero | 4 | Mid | Mid | In | Mid | Ref | 1585 | 27856.5 | 7.8 | 27927.8013 | NY-2 | 8.6849 | 2.0832 | 4.3395 | 14.2227 | 2.047 | 0.74725 | 5.9617 | 6.6941
2 | 0.82702 | Zero | 4 | Mid | Low | In | Low | Ref | 1586 | 27856.5 | 8.2453 | 27866.3556 | NewCT1-2 | 6.9649 | 1.6707 | 2.623 | 12.5389 | 1.6992 | 0.32803 | 5.9617 | 5.5567
2 | 0.99387 | Moderate | 2 | High | Mid | In | Low | AllOptions | 1587 | 29266.38 | 8.9953 | 29164.1105 | NewCT2-1 | 11.0516 | 2.651 | 2.7679 | 14.4142 | 2.0965 | 0.80681 | 5.9617 | 6.8557
2 | 0.8067 | Moderate | 8 | Mid | Mid | In | High | AllOptions | 1588 | 29266.38 | 8.2453 | 29272.6378 | NewCT1-1 | 6.5025 | 1.5598 | 2.6043 | 12.4093 | 1.6718 | 0.29499 | 5.9617 | 5.467
2 | 0.89618 | Large | 2 | Mid | Mid | In | High | AllOptions | 1589 | 29266.38 | 8.9953 | 29157.7228 | NewCT2-1 | 7.8574 | 1.8848 | 2.5175 | 13.3975 | 1.882 | 0.54839 | 5.9617 | 6.1546
2 | 1.0969 | Large | 8 | Mid | High | In | Low | Ref | 1590 | 27856.5 | 3.3337 | 28884.0722 | CC-3 | 4.4574 | 1.0692 | 2.6091 | 7.0121 | 0.19403 | 0 | 5.9617 | 0.6345
2 | 1.0851 | Zero | 8 | Mid | High | In | Low | LimitedEE | 1591 | 30710.37 | 8.9953 | 30600.2679 | NewCT2-2 | 5.6174 | 1.3474 | 3.9147 | 14.2574 | 2.0568 | 0.75899 | 5.9617 | 6.726
2 | 1.0248 | Moderate | 8 | High | Mid | In | Mid | Ref | 1592 | 27856.5 | 4.5792 | 28548.6643 | NY-2 | 5.8096 | 1.3935 | 3.7184 | 9.6912 | 0.96385 | 0 | 5.9617 | 3.1519
2 | 1.2018 | Large | 6 | Low | Mid | In | Mid | Ref | 1593 | 27856.5 | 8.2453 | 27857.4998 | NewCT1-3 | 5.16 | 1.2377 | 3.5574 | 13.0404 | 1.8004 | 0.45003 | 5.9617 | 5.8877
2 | 0.85029 | Large | 6 | Mid | Mid | In | Low | AllOptions | 1594 | 29266.38 | 8.384 | 29245.4834 | ESR-4h-22 | 6.5458 | 1.5701 | 3.3445 | 13.2987 | 1.8564 | 0.51755 | 5.9617 | 6.0709
2 | 0.95239 | Large | 6 | High | High | In | High | LimitedEE | 1595 | 30710.37 | 8.2453 | 30710.9334 | NewCT1-2 | 8.0825 | 1.9388 | 3.9005 | 14.0845 | 2.0202 | 0.71484 | 5.9617 | 6.6062
2 | 0.88144 | Large | 8 | High | High | In | Low | DERBreakthrough | 1596 | 28095.27 | 2.6787 | 29341.3822 | NY-3 | 3.236 | 0.77621 | 2.5987 | 6.0536 | -0.084335 | 0 | 5.9617 | -0.27579
2 | 0.90878 | Zero | 4 | High | High | In | Mid | Ref | 1597 | 27856.5 | 2.2862 | 29255.3822 | CC-2 | 3.3292 | 0.79858 | 2.5651 | 5.6499 | -0.20136 | 0 | 5.9617 | -0.65847
2 | 0.91549 | Zero | 6 | High | Low | In | Mid | Ref | 1598 | 27856.5 | 8.0508 | 27886.6643 | NY-2 | 7.0395 | 1.6886 | 2.8273 | 12.5667 | 1.704 | 0.33375 | 5.9617 | 5.5722
2 | 0.78482 | Large | 4 | Mid | High | In | High | DERBreakthrough | 1599 | 28095.27 | 2.4497 | 29428.0722 | NY-3 | 3.8254 | 0.91761 | 3.0523 | 6.4196 | 0.018516 | 0 | 5.9617 | 0.060552
2 | 0.79807 | Large | 4 | High | High | In | Low | LimitedEE | 1600 | 30710.37 | 8.9953 | 30607.926 | NewCT2-1 | 9.5603 | 2.2932 | 3.5883 | 14.8768 | 2.1901 | 0.91964 | 5.9617 | 7.1619
2 | 1.2004 | Large | 4 | Mid | Low | Out | Mid | DERBreakthrough | 1601 | 28095.27 | 8.9953 | 27989.7409 | NewCT2-2 | 6.2571 | 1.5009 | 3.3859 | 13.8821 | 1.9801 | 0.66652 | 5.9617 | 6.4751
2 | 0.83074 | Zero | 2 | Mid | Mid | In | High | LimitedEE | 1602 | 30710.37 | 12.5158 | 30150.0504 | NY-5 | 8.894 | 2.1334 | 3.4729 | 18.1221 | 2.8796 | 1.7507 | 5.9617 | 9.4168
2 | 0.94344 | Zero | 6 | Mid | High | In | High | Ref | 1603 | 27856.5 | 3.0378 | 28978.0722 | CC-3 | 4.0133 | 0.96268 | 2.4758 | 6.4763 | 0.03941 | 0 | 5.9617 | 0.12888
2 | 1.109 | Large | 6 | Mid | High | In | High | LimitedEE | 1604 | 30710.37 | 8.2453 | 30719.1317 | NewCT1-3 | 9.4802 | 2.274 | 2.6615 | 13.1808 | 1.8352 | 0.49198 | 5.9617 | 6.0015
2 | 1.1261 | Moderate | 4 | Mid | Low | In | High | Ref | 1605 | 27856.5 | 6.7082 | 28111.0722 | NY-5 | 5.5787 | 1.3382 | 3.0779 | 11.1242 | 1.3851 | 0 | 5.9617 | 4.5294
2 | 1.1627 | Zero | 2 | Mid | High | In | Mid | LimitedEE | 1606 | 30710.37 | 12.6215 | 30138.0722 | NY-5 | 13.9569 | 3.3479 | 2.8611 | 18.8305 | 3.0334 | 1.936 | 5.9617 | 9.9197
2 | 1.063 | Zero | 4 | High | High | Out | Mid | AllOptions | 1607 | 29266.38 | 8.6 | 29213.7601 | NY-3 | 6.609 | 1.5853 | 2.8642 | 13.0495 | 1.8062 | 0.45704 | 5.9617 | 5.9067
2 | 1.0177 | Moderate | 4 | Mid | Low | Out | Low | Ref | 1608 | 27856.5 | 9.3309 | 27697.0722 | NewCT2-2 | 10.9302 | 2.6218 | 3.5967 | 15.5495 | 2.3328 | 1.0917 | 5.9617 | 7.6287
2 | 1.2122 | Large | 4 | Mid | Low | In | Low | LimitedEE | 1609 | 30710.37 | 13.6872 | 28897.0722 | NewCT2-2 | 12.7826 | 3.0662 | 3.34 | 20.0933 | 3.2988 | 2.2559 | 5.9617 | 10.7875
2 | 0.88773 | Moderate | 6 | Mid | High | In | Low | LimitedEE | 1610 | 30710.37 | 8.9953 | 30605.7487 | NewCT2-2 | 8.2434 | 1.9774 | 3.7689 | 14.7416 | 2.1604 | 0.88382 | 5.9617 | 7.0647
2 | 1.0825 | Large | 4 | Low | High | In | High | LimitedEE | 1611 | 30710.37 | 8.9953 | 30606.8502 | NewCT2-2 | 8.8327 | 2.1187 | 3.4656 | 14.5796 | 2.1277 | 0.84443 | 5.9617 | 6.9578
2 | 0.97182 | Zero | 6 | Low | Mid | In | High | LimitedEE | 1612 | 30710.37 | 9.3 | 30555.4753 | NY-4 | 6.5966 | 1.5823 | 3.0347 | 13.917 | 1.9894 | 0.67782 | 5.9617 | 6.5057
2 | 1.0005 | Moderate | 8 | Low | Low | In | High | AllOptions | 1613 | 29266.38 | 8.9953 | 29162.3529 | NewCT2-1 | 11.102 | 2.663 | 3.7413 | 15.3996 | 2.3002 | 1.0524 | 5.9617 | 7.522
2 | 1.1075 | Large | 8 | Mid | Low | In | High | DERBreakthrough | 1614 | 28095.27 | 8.143 | 28111.0722 | CC-4 | 8.7201 | 2.0917 | 2.9016 | 13.1362 | 1.8244 | 0.47896 | 5.9617 | 5.9662
2 | 1.2178 | Moderate | 2 | Low | High | In | Mid | DERBreakthrough | 1615 | 28095.27 | 8.5143 | 28056.0008 | ESR-4h-10 | 8.0892 | 1.9404 | 4.0466 | 14.5012 | 2.1078 | 0.82047 | 5.9617 | 6.8928
2 | 1.0668 | Moderate | 4 | High | Mid | In | Mid | DERBreakthrough | 1616 | 28095.27 | 5 | 28690.6272 | NY-3 | 4.7455 | 1.1383 | 3.0103 | 9.1486 | 0.81165 | 0 | 5.9617 | 2.6542
2 | 0.92361 | Large | 6 | High | Mid | In | Mid | LimitedEE | 1617 | 30710.37 | 8.9953 | 30607.3412 | NewCT2-2 | 6.0344 | 1.4475 | 3.4341 | 13.8768 | 1.9787 | 0.66484 | 5.9617 | 6.4705
2 | 1.1345 | Zero | 6 | Mid | Low | In | Low | AllOptions | 1618 | 29266.38 | 8.9953 | 29164.3252 | NewCT2-3 | 10.4738 | 2.5124 | 2.9523 | 14.4599 | 2.1051 | 0.81727 | 5.9617 | 6.8841
2 | 1.2061 | Zero | 6 | Mid | Low | In | High | Ref | 1619 | 27856.5 | 8.2453 | 27866.3266 | NewCT1-1 | 9.1136 | 2.1861 | 2.9721 | 13.4035 | 1.8808 | 0.54687 | 5.9617 | 6.1504
2 | 0.93447 | Zero | 4 | Mid | Low | In | High | LimitedEE | 1620 | 30710.37 | 11.8077 | 30232.1915 | ESR-4h-28 | 6.9458 | 1.6661 | 2.338 | 15.8117 | 2.3955 | 1.1672 | 5.9617 | 7.8337
2 | 1.146 | Large | 4 | Mid | High | In | Low | DERBreakthrough | 1621 | 28095.27 | 3.75 | 29002.6297 | NY-5 | 6.3846 | 1.5315 | 3.8421 | 9.1236 | 0.79803 | 0 | 5.9617 | 2.6097
2 | 1.0792 | Moderate | 2 | High | High | Out | Low | LimitedEE | 1622 | 30710.37 | 13.6872 | 29181.3822 | NewCT2-1 | 10.4588 | 2.5088 | 4.1192 | 20.3151 | 3.3415 | 2.3074 | 5.9617 | 10.9273
2 | 0.98099 | Zero | 8 | Low | High | In | Low | Ref | 1623 | 27856.5 | 7.737 | 27936.6674 | ESR-4h-18 | 8.3942 | 2.0135 | 2.8169 | 12.5675 | 1.7042 | 0.33403 | 5.9617 | 5.5729
2 | 1.1869 | Large | 4 | Mid | Mid | In | High | DERBreakthrough | 1624 | 28095.27 | 4.7162 | 28755.0722 | CC-4 | 7.2274 | 1.7337 | 3.5062 | 9.9561 | 1.0424 | 0 | 5.9617 | 3.4089
2 | 1.2035 | Moderate | 2 | Low | Low | In | High | DERBreakthrough | 1625 | 28095.27 | 9.1093 | 27967.2322 | NewCT2-1 | 10.1945 | 2.4454 | 2.972 | 14.5268 | 2.1192 | 0.83423 | 5.9617 | 6.9301
2 | 0.89695 | Moderate | 2 | Mid | Low | In | High | DERBreakthrough | 1626 | 28095.27 | 8.143 | 28111.0722 | NY-5 | 8.7988 | 2.1106 | 3.2164 | 13.4699 | 1.8935 | 0.56221 | 5.9617 | 6.1921
2 | 0.84578 | Large | 2 | High | Low | In | Low | DERBreakthrough | 1627 | 28095.27 | 8.2453 | 28104.245 | NewCT1-1 | 6.0645 | 1.4547 | 3.0735 | 12.7735 | 1.7465 | 0.38501 | 5.9617 | 5.7113
2 | 1.1858 | Moderate | 6 | Low | Low | Out | High | DERBreakthrough | 1628 | 28095.27 | 8.9953 | 27991.7173 | NewCT2-3 | 6.5768 | 1.5776 | 3.2011 | 13.774 | 1.9581 | 0.64011 | 5.9617 | 6.4034
2 | 0.91337 | Moderate | 8 | High | Mid | Out | Mid | AllOptions | 1629 | 29266.38 | 8.2453 | 29267.5744 | NewCT1-4 | 8.4361 | 2.0236 | 3.3821 | 13.6509 | 1.931 | 0.6074 | 5.9617 | 6.3147
2 | 0.95829 | Large | 4 | Mid | Mid | In | Low | LimitedEE | 1630 | 30710.37 | 12.1156 | 30196.0504 | ESR-4h-28 | 11.8874 | 2.8515 | 3.7489 | 18.716 | 3.0041 | 1.9007 | 5.9617 | 9.824
2 | 1.1794 | Large | 8 | Low | High | In | High | LimitedEE | 1631 | 30710.37 | 8.9953 | 30607.5336 | NewCT2-1 | 8.1017 | 1.9434 | 3.9128 | 14.8514 | 2.1829 | 0.91096 | 5.9617 | 7.1383
2 | 1.2045 | Moderate | 2 | Mid | Low | Out | Low | DERBreakthrough | 1632 | 28095.27 | 13.6872 | 26957.0722 | NewCT2-1 | 11.6656 | 2.7982 | 3.2033 | 19.6886 | 3.2137 | 2.1533 | 5.9617 | 10.5091
2 | 1.0645 | Zero | 8 | Mid | Mid | In | High | LimitedEE | 1633 | 30710.37 | 8.9953 | 30604.7743 | NewCT2-2 | 9.9033 | 2.3755 | 3.6877 | 15.0584 | 2.2281 | 0.96544 | 5.9617 | 7.2862
2 | 1.0991 | Moderate | 8 | Low | Low | Out | Mid | Ref | 1634 | 27856.5 | 8.9953 | 27754.3686 | NewCT2-2 | 7.6078 | 1.8249 | 3.3098 | 14.13 | 2.0331 | 0.73045 | 5.9617 | 6.6485
2 | 0.83341 | Zero | 2 | High | High | In | High | LimitedEE | 1635 | 30710.37 | 8.9953 | 30608.2783 | NewCT2-1 | 8.4323 | 2.0227 | 2.3521 | 13.3701 | 1.8771 | 0.54249 | 5.9617 | 6.1385
2 | 0.98683 | Zero | 4 | High | Mid | Out | Mid | AllOptions | 1636 | 29266.38 | 9.3 | 29111.9241 | NY-4 | 11.7211 | 2.8116 | 3.6843 | 15.7959 | 2.3846 | 1.1541 | 5.9617 | 7.7981
2 | 0.90374 | Moderate | 8 | High | Mid | In | Mid | LimitedEE | 1637 | 30710.37 | 8.9953 | 30607.3412 | NewCT2-1 | 8.3409 | 2.0007 | 4.0431 | 15.0392 | 2.222 | 0.95812 | 5.9617 | 7.2663
2 | 0.93516 | Zero | 8 | Mid | Mid | In | Mid | AllOptions | 1638 | 29266.38 | 8.2453 | 29276.2851 | NewCT1-4 | 6.0702 | 1.4561 | 3.7352 | 13.4366 | 1.8835 | 0.55019 | 5.9617 | 6.1594
2 | 1.1568 | Zero | 2 | Low | High | In | Low | DERBreakthrough | 1639 | 28095.27 | 8.2453 | 28103.8759 | NewCT1-1 | 9.4959 | 2.2778 | 2.8478 | 13.3709 | 1.8746 | 0.53936 | 5.9617 | 6.1301
2 | 0.79777 | Large | 8 | Mid | High | In | Mid | AllOptions | 1640 | 29266.38 | 7.4209 | 29398.0722 | CC-4 | 8.4905 | 2.0366 | 2.7599 | 12.2175 | 1.6302 | 0.24486 | 5.9617 | 5.331
2 | 1.1552 | Large | 8 | Low | Low | In | Low | LimitedEE | 1641 | 30710.37 | 12.3914 | 30164.2322 | ESR-4h-20 | 10.0251 | 2.4047 | 3.8383 | 18.6344 | 2.9863 | 1.8793 | 5.9617 | 9.7657
2 | 1.0406 | Moderate | 6 | High | High | In | High | LimitedEE | 1642 | 30710.37 | 8.2453 | 30710.9334 | NewCT1-2 | 9.2428 | 2.2171 | 4.0423 | 14.5046 | 2.1085 | 0.82137 | 5.9617 | 6.8952
2 | 1.1042 | Zero | 6 | Mid | Low | In | High | LimitedEE | 1643 | 30710.37 | 10.994 | 30331.0722 | NY-5 | 10.3476 | 2.4821 | 3.2635 | 16.7396 | 2.5873 | 1.3984 | 5.9617 | 8.4609
2 | 0.83346 | Zero | 2 | Mid | Low | In | Mid | DERBreakthrough | 1644 | 28095.27 | 8.5098 | 28055.0722 | NewCT1-1 | 12.0558 | 2.8918 | 3.8211 | 15.2228 | 2.2622 | 1.0066 | 5.9617 | 7.3978
2 | 1.1668 | Zero | 4 | Mid | Low | In | Low | AllOptions | 1645 | 29266.38 | 10.9141 | 28897.0722 | NY-5 | 10.0692 | 2.4153 | 3.1393 | 16.4688 | 2.5305 | 1.3299 | 5.9617 | 8.2752
2 | 1.2151 | Moderate | 8 | Mid | Low | In | High | Ref | 1646 | 27856.5 | 6.7082 | 28111.0722 | NY-5 | 8.2683 | 1.9833 | 3.2295 | 11.921 | 1.5646 | 0.16585 | 5.9617 | 5.1166
2 | 0.79922 | Moderate | 6 | High | Mid | Out | Low | DERBreakthrough | 1647 | 28095.27 | 8.2453 | 28101.6912 | NewCT1-2 | 5.4742 | 1.3131 | 3.4116 | 12.97 | 1.7863 | 0.433 | 5.9617 | 5.8415
2 | 0.79215 | Zero | 6 | High | Mid | In | Mid | AllOptions | 1648 | 29266.38 | 8.2453 | 29268.4934 | NewCT1-2 | 7.0214 | 1.6842 | 2.5186 | 12.4481 | 1.6805 | 0.30549 | 5.9617 | 5.4955
2 | 1.2073 | Moderate | 2 | Low | Low | In | Mid | LimitedEE | 1649 | 30710.37 | 13.6872 | 28308.2322 | ESR-4h-20 | 9.3674 | 2.247 | 3.2065 | 19.1407 | 3.0973 | 2.0131 | 5.9617 | 10.1287
2 | 1.1342 | Large | 2 | Mid | Mid | In | Mid | DERBreakthrough | 1650 | 28095.27 | 6.2978 | 28425.0722 | CC-4 | 5.264 | 1.2627 | 3.583 | 11.1435 | 1.3868 | 0 | 5.9617 | 4.535
2 | 0.90468 | Large | 6 | Mid | Low | In | High | Ref | 1651 | 27856.5 | 6.7082 | 28111.0722 | CC-4 | 6.7192 | 1.6117 | 3.2445 | 11.5645 | 1.4889 | 0.074543 | 5.9617 | 4.8689
2 | 1.1527 | Moderate | 4 | Low | Low | In | High | LimitedEE | 1652 | 30710.37 | 13.6872 | 29997.7322 | ESR-4h-27 | 9.6254 | 2.3088 | 2.3992 | 18.3952 | 2.9436 | 1.8278 | 5.9617 | 9.6259
2 | 0.9723 | Zero | 4 | High | Low | In | High | Ref | 1653 | 27856.5 | 7.1 | 28043.2957 | NY-1 | 6.86 | 1.6455 | 2.7077 | 11.4532 | 1.4683 | 0.049691 | 5.9617 | 4.8014
2 | 0.99124 | Moderate | 4 | Low | Mid | In | High | LimitedEE | 1654 | 30710.37 | 10.7034 | 30367.8505 | ESR-4h-24 | 10.4416 | 2.5046 | 2.8788 | 16.0868 | 2.4509 | 1.234 | 5.9617 | 8.0148
2 | 0.92646 | Large | 4 | Mid | High | In | Low | AllOptions | 1655 | 29266.38 | 8.2453 | 29275.4704 | NewCT1-1 | 6.4865 | 1.5559 | 4.0677 | 13.8689 | 1.9735 | 0.65856 | 5.9617 | 6.4535
2 | 1.0105 | Large | 4 | Mid | High | In | High | LimitedEE | 1656 | 30710.37 | 8.9953 | 30607.6701 | NewCT2-1 | 11.6887 | 2.8038 | 4.0104 | 15.8094 | 2.3857 | 1.1554 | 5.9617 | 7.8016
2 | 0.84886 | Large | 6 | High | High | Out | High | AllOptions | 1657 | 29266.38 | 8.2453 | 29275.6151 | NewCT1-1 | 7.4209 | 1.7801 | 2.6502 | 12.6755 | 1.728 | 0.36279 | 5.9617 | 5.651
2 | 0.83214 | Large | 4 | High | High | In | Low | Ref | 1658 | 27856.5 | 2.25 | 29272.9661 | NY-3 | 3.046 | 0.73065 | 2.9431 | 5.9238 | -0.12469 | 0 | 5.9617 | -0.40774
2 | 1.1423 | Zero | 4 | Low | Low | In | High | LimitedEE | 1659 | 30710.37 | 13.6872 | 29997.7322 | ESR-4h-27 | 12.014 | 2.8818 | 4.89 | 21.459 | 3.58 | 2.5948 | 5.9617 | 11.7073
2 | 0.82006 | Large | 4 | Mid | Low | In | Low | AllOptions | 1660 | 29266.38 | 8.9953 | 29164.0691 | NewCT2-2 | 8.2015 | 1.9673 | 2.6627 | 13.6253 | 1.9296 | 0.6057 | 5.9617 | 6.3101
2 | 1.0241 | Moderate | 4 | High | Low | In | Low | DERBreakthrough | 1661 | 28095.27 | 8.2453 | 28104.245 | NewCT1-1 | 7.9327 | 1.9028 | 3.5192 | 13.6673 | 1.9337 | 0.61066 | 5.9617 | 6.3235
2 | 0.93852 | Large | 6 | Mid | Mid | In | Mid | LimitedEE | 1662 | 30710.37 | 8.9953 | 30602.7268 | NewCT2-3 | 5.8229 | 1.3968 | 4.3277 | 14.7198 | 2.1526 | 0.87449 | 5.9617 | 7.0394
2 | 1.0405 | Moderate | 2 | Mid | Low | In | High | LimitedEE | 1663 | 30710.37 | 13.6872 | 29428.9954 | ESR-4h-28 | 14.9502 | 3.5861 | 3.7966 | 21.0699 | 3.5035 | 2.5027 | 5.9617 | 11.4571
2 | 0.95246 | Zero | 2 | High | Mid | Out | Low | Ref | 1664 | 27856.5 | 8.9953 | 27753.4311 | NewCT2-1 | 8.5002 | 2.039 | 2.2769 | 13.3111 | 1.8651 | 0.52791 | 5.9617 | 6.099
2 | 0.99197 | Moderate | 8 | High | Low | In | Low | AllOptions | 1665 | 29266.38 | 8.2453 | 29276.2798 | NewCT1-4 | 6.6905 | 1.6049 | 3.7066 | 13.5568 | 1.9092 | 0.58113 | 5.9617 | 6.2434
2 | 0.93705 | Moderate | 6 | High | Mid | In | Mid | AllOptions | 1666 | 29266.38 | 8.2453 | 29274.0634 | NewCT1-1 | 8.0397 | 1.9285 | 2.4394 | 12.6132 | 1.716 | 0.34827 | 5.9617 | 5.6116
2 | 0.99767 | Zero | 6 | High | High | In | Mid | LimitedEE | 1667 | 30710.37 | 8.5417 | 30665.3822 | NewCT1-3 | 7.3024 | 1.7516 | 2.9653 | 13.2587 | 1.8501 | 0.50986 | 5.9617 | 6.05
2 | 0.82185 | Large | 8 | Mid | High | In | Low | Ref | 1668 | 27856.5 | 3.3337 | 28884.0722 | CC-3 | 5.6441 | 1.3538 | 2.9939 | 7.6815 | 0.38556 | 0 | 5.9617 | 1.2608
2 | 1.1006 | Zero | 2 | Low | Mid | In | Mid | LimitedEE | 1669 | 30710.37 | 13.6872 | 29660.2322 | ESR-4h-28 | 14.1178 | 3.3865 | 3.5453 | 20.6189 | 3.4092 | 2.389 | 5.9617 | 11.1486
2 | 0.84073 | Zero | 6 | Mid | Mid | In | High | DERBreakthrough | 1670 | 28095.27 | 7.8 | 28165.5564 | NY-2 | 7.1931 | 1.7254 | 2.8237 | 12.3491 | 1.6578 | 0.27813 | 5.9617 | 5.4212
2 | 0.86503 | Moderate | 2 | Mid | High | In | High | Ref | 1671 | 27856.5 | 3.0378 | 28978.0722 | CC-3 | 4.0827 | 0.97932 | 1.8977 | 5.9148 | -0.11929 | 0 | 5.9617 | -0.39009
2 | 0.76734 | Zero | 2 | High | Low | In | Mid | AllOptions | 1672 | 29266.38 | 10.1 | 29003.5393 | NY-5 | 11.0605 | 2.6531 | 3.8569 | 16.61 | 2.5565 | 1.3612 | 5.9617 | 8.3601
2 | 0.77868 | Large | 8 | Mid | High | In | High | AllOptions | 1673 | 29266.38 | 5.624 | 29728.0722 | CC-4 | 7.6334 | 1.831 | 3.0695 | 10.5245 | 1.2109 | 0 | 5.9617 | 3.9598
2 | 1 | Moderate | 4 | High | Mid | Out | Mid | AllOptions | 1674 | 29266.38 | 8.9953 | 29163.1055 | NewCT2-2 | 9.6859 | 2.3234 | 3.4642 | 14.7829 | 2.1708 | 0.89645 | 5.9617 | 7.099
2 | 0.86771 | Large | 8 | High | Low | In | High | LimitedEE | 1675 | 30710.37 | 8.9953 | 30605.6017 | NewCT2-2 | 8.6898 | 2.0844 | 2.7753 | 13.855 | 1.9777 | 0.6637 | 5.9617 | 6.4674
2 | 1.2262 | Moderate | 6 | Low | High | In | Low | DERBreakthrough | 1676 | 28095.27 | 8.2453 | 28103.6255 | NewCT1-3 | 8.141 | 1.9528 | 3.0473 | 13.2454 | 1.8468 | 0.50591 | 5.9617 | 6.0393
2 | 0.98906 | Zero | 8 | High | Low | Out | Low | AllOptions | 1677 | 29266.38 | 8.9953 | 29162.1561 | NewCT2-4 | 6.2066 | 1.4888 | 4.3508 | 14.8349 | 2.1769 | 0.90378 | 5.9617 | 7.1189
2 | 0.79697 | Moderate | 6 | Mid | Low | In | Mid | LimitedEE | 1678 | 30710.37 | 8.9953 | 30602.5071 | NewCT2-3 | 7.279 | 1.746 | 2.687 | 13.4283 | 1.8876 | 0.55513 | 5.9617 | 6.1729
2 | 1.1162 | Large | 6 | Low | Low | Out | High | AllOptions | 1679 | 29266.38 | 10.7463 | 28918.2322 | ESR-4h-20 | 7.0984 | 1.7027 | 2.9271 | 15.3761 | 2.2998 | 1.0518 | 5.9617 | 7.5206
2 | 0.85998 | Large | 4 | Mid | High | In | Low | Ref | 1680 | 27856.5 | 3.3337 | 28884.0722 | CC-3 | 3.7684 | 0.90394 | 3.5968 | 7.8345 | 0.4254 | 0 | 5.9617 | 1.3911
2 | 1.1328 | Large | 4 | Mid | Mid | In | Low | AllOptions | 1681 | 29266.38 | 8.9953 | 29156.2535 | NewCT2-1 | 8.1851 | 1.9634 | 3.0943 | 14.053 | 2.018 | 0.7122 | 5.9617 | 6.599
2 | 1.1032 | Zero | 2 | Low | Low | In | Mid | AllOptions | 1682 | 29266.38 | 12.5462 | 28703.1012 | ESR-4h-25 | 12.1678 | 2.9187 | 3.6827 | 19.1476 | 3.0961 | 2.0116 | 5.9617 | 10.1248
2 | 0.88049 | Large | 4 | High | Mid | In | Low | AllOptions | 1683 | 29266.38 | 8.2453 | 29274.349 | NewCT1-2 | 9.3599 | 2.2452 | 2.244 | 12.7344 | 1.7428 | 0.3806 | 5.9617 | 5.6993
2 | 1.1995 | Large | 8 | Mid | Low | In | High | LimitedEE | 1684 | 30710.37 | 8.9953 | 30606.1862 | NewCT2-3 | 10.5927 | 2.5409 | 2.9681 | 14.5042 | 2.1145 | 0.8285 | 5.9617 | 6.9146
2 | 1.1955 | Large | 4 | Low | Low | In | High | LimitedEE | 1685 | 30710.37 | 13.6872 | 29378.2322 | ESR-4h-20 | 16.3565 | 3.9235 | 4.2517 | 21.8623 | 3.6692 | 2.7023 | 5.9617 | 11.9989
2 | 1.1854 | Zero | 8 | Mid | Mid | In | High | LimitedEE | 1686 | 30710.37 | 8.9953 | 30604.7743 | NewCT2-2 | 7.1516 | 1.7155 | 3.5034 | 14.2141 | 2.0499 | 0.75067 | 5.9617 | 6.7034
2 | 0.88626 | Moderate | 4 | High | Mid | In | Mid | DERBreakthrough | 1687 | 28095.27 | 5 | 28690.6272 | NY-3 | 6.0393 | 1.4487 | 3.4568 | 9.9054 | 1.0281 | 0 | 5.9617 | 3.362
2 | 0.83009 | Moderate | 8 | High | Mid | In | Mid | AllOptions | 1688 | 29266.38 | 8.2453 | 29274.0634 | NewCT1-1 | 6.5237 | 1.5649 | 3.1275 | 12.9376 | 1.781 | 0.42663 | 5.9617 | 5.8242
2 | 1.0038 | Moderate | 2 | Mid | Mid | In | Mid | AllOptions | 1689 | 29266.38 | 8.9953 | 29155.706 | NewCT2-1 | 6.4311 | 1.5426 | 3.4645 | 14.0025 | 2.0052 | 0.69678 | 5.9617 | 6.5572
2 | 1.1069 | Zero | 8 | Low | Low | In | Mid | AllOptions | 1690 | 29266.38 | 8.9953 | 29157.644 | NewCT2-3 | 7.5433 | 1.8094 | 1.6989 | 12.5035 | 1.6969 | 0.3252 | 5.9617 | 5.549
2 | 0.96162 | Moderate | 4 | Low | High | In | High | LimitedEE | 1691 | 30710.37 | 8.9953 | 30604.9909 | NewCT2-1 | 6.8421 | 1.6412 | 4.5757 | 15.2122 | 2.2558 | 0.99881 | 5.9617 | 7.3767
2 | 1.0181 | Moderate | 4 | Low | Mid | In | Mid | LimitedEE | 1692 | 30710.37 | 11.1446 | 30312.3966 | ESR-4h-28 | 9.5827 | 2.2986 | 3.9188 | 17.3621 | 2.7158 | 1.5532 | 5.9617 | 8.881
2 | 1.1149 | Large | 4 | Mid | Mid | In | High | LimitedEE | 1693 | 30710.37 | 11.7834 | 30235.0722 | NewCT2-2 | 12.6938 | 3.0449 | 3.1292 | 17.9575 | 2.8466 | 1.7109 | 5.9617 | 9.3088
2 | 1.0725 | Large | 8 | Low | High | In | High | DERBreakthrough | 1694 | 28095.27 | 7.1036 | 28281.8387 | ESR-4h-12 | 6.2533 | 1.5 | 2.925 | 11.5286 | 1.483 | 0.067516 | 5.9617 | 4.8498
2 | 1.0007 | Zero | 8 | Low | Mid | In | High | DERBreakthrough | 1695 | 28095.27 | 8.2453 | 28103.0826 | NewCT1-2 | 6.4801 | 1.5544 | 3.8582 | 13.6578 | 1.9298 | 0.60597 | 5.9617 | 6.3108
2 | 1.1501 | Moderate | 6 | Mid | High | In | Mid | Ref | 1696 | 27856.5 | 3.624 | 28798.0722 | NY-1 | 6.7856 | 1.6277 | 3.3089 | 8.5606 | 0.63855 | 0 | 5.9617 | 2.0881
2 | 1.1922 | Zero | 6 | Mid | Mid | Out | Low | Ref | 1697 | 27856.5 | 8.9953 | 27751.2342 | NewCT2-1 | 11.8059 | 2.8319 | 3.7776 | 15.6047 | 2.3435 | 1.1046 | 5.9617 | 7.6637
2 | 0.80447 | Zero | 6 | Mid | High | In | Mid | LimitedEE | 1698 | 30710.37 | 8.3558 | 30693.6757 | ESR-4h-29 | 11.4322 | 2.7423 | 3.3003 | 14.3984 | 2.0901 | 0.79919 | 5.9617 | 6.8351
2 | 0.9866 | Zero | 2 | High | Mid | Out | High | AllOptions | 1699 | 29266.38 | 11.1424 | 28868.6643 | NY-5 | 6.5869 | 1.58 | 3.3128 | 16.0352 | 2.4375 | 1.2179 | 5.9617 | 7.971
2 | 1.139 | Moderate | 6 | Low | Low | Out | Mid | LimitedEE | 1700 | 30710.37 | 13.6872 | 29207.7322 | ESR-4h-27 | 12.2131 | 2.9296 | 4.5729 | 21.1896 | 3.5246 | 2.528 | 5.9617 | 11.526
2 | 0.84569 | Moderate | 2 | Mid | Low | In | Mid | Ref | 1701 | 27856.5 | 8.2453 | 27863.1922 | NewCT1-1 | 7.1958 | 1.7261 | 3.0192 | 12.9905 | 1.7929 | 0.4409 | 5.9617 | 5.8629
2 | 1.1267 | Zero | 6 | Mid | Low | In | Low | Ref | 1702 | 27856.5 | 8.2453 | 27866.1557 | NewCT1-3 | 8.9173 | 2.139 | 3.0038 | 13.388 | 1.8773 | 0.5427 | 5.9617 | 6.1391
2 | 1.1302 | Moderate | 4 | Mid | High | In | Mid | AllOptions | 1703 | 29266.38 | 7.4209 | 29398.0722 | NY-5 | 6.2937 | 1.5097 | 1.9108 | 10.8414 | 1.3118 | 0 | 5.9617 | 4.2898
2 | 1.2138 | Moderate | 8 | Mid | High | In | Low | DERBreakthrough | 1704 | 28095.27 | 5 | 28691.7985 | NY-3 | 4.6233 | 1.109 | 2.5372 | 8.6462 | 0.6693 | 0 | 5.9617 | 2.1887
2 | 1.009 | Zero | 2 | Mid | Low | Out | Mid | DERBreakthrough | 1705 | 28095.27 | 11.3255 | 27675.0722 | ESR-4h-25 | 8.8391 | 2.1202 | 2.9043 | 16.35 | 2.5066 | 1.3012 | 5.9617 | 8.197
2 | 1.0862 | Moderate | 4 | Low | Mid | In | High | DERBreakthrough | 1706 | 28095.27 | 8.2453 | 28103.3825 | NewCT1-1 | 7.6053 | 1.8243 | 3.4806 | 13.5502 | 1.9091 | 0.58097 | 5.9617 | 6.243
2 | 1.176 | Large | 8 | Low | Mid | In | Mid | Ref | 1707 | 27856.5 | 8.2453 | 27858.4287 | NewCT1-1 | 8.2624 | 1.9819 | 3.6533 | 13.8805 | 1.9782 | 0.66432 | 5.9617 | 6.4691
2 | 0.90809 | Large | 6 | Mid | High | Out | High | DERBreakthrough | 1708 | 28095.27 | 5.7667 | 28528.0722 | CC-4 | 6.5535 | 1.572 | 2.1221 | 9.4608 | 0.90914 | 0 | 5.9617 | 2.973
2 | 1.031 | Large | 6 | Low | Mid | In | Low | LimitedEE | 1709 | 30710.37 | 11.357 | 30286.8392 | ESR-4h-23 | 11.9586 | 2.8685 | 4.2649 | 18.4905 | 2.9534 | 1.8396 | 5.9617 | 9.658
2 | 0.83127 | Zero | 8 | High | Low | Out | Mid | DERBreakthrough | 1710 | 28095.27 | 8.2453 | 28101.1863 | NewCT1-4 | 10.5011 | 2.5189 | 3.3857 | 14.1499 | 2.0369 | 0.73505 | 5.9617 | 6.661
2 | 1.0851 | Large | 4 | Mid | Low | In | High | AllOptions | 1711 | 29266.38 | 8.9953 | 29160.1503 | NewCT2-1 | 7.3851 | 1.7715 | 2.0587 | 12.8255 | 1.7632 | 0.40514 | 5.9617 | 5.7659
2 | 1.1301 | Moderate | 4 | Mid | High | In | Mid | Ref | 1712 | 27856.5 | 3.624 | 28798.0722 | NY-1 | 5.0849 | 1.2197 | 2.9169 | 7.7606 | 0.40914 | 0 | 5.9617 | 1.338
2 | 1.0876 | Zero | 6 | Low | Low | In | Low | Ref | 1713 | 27856.5 | 8.9953 | 27748.0204 | NewCT2-2 | 7.2375 | 1.7361 | 3.6682 | 14.3995 | 2.0883 | 0.797 | 5.9617 | 6.8291
2 | 1.2271 | Zero | 6 | Low | Mid | In | High | DERBreakthrough | 1714 | 28095.27 | 8.6048 | 28041.0926 | ESR-4h-10 | 10.0752 | 2.4167 | 3.8629 | 14.8845 | 2.1902 | 0.91975 | 5.9617 | 7.1622
2 | 1.021 | Moderate | 4 | Mid | Low | In | Mid | Ref | 1715 | 27856.5 | 8.2453 | 27863.1922 | NewCT1-1 | 7.1255 | 1.7092 | 1.85 | 11.8045 | 1.5476 | 0.14533 | 5.9617 | 5.0609
2 | 1.1035 | Moderate | 2 | Low | Low | In | Mid | Ref | 1716 | 27856.5 | 9.2175 | 27714.012 | ESR-4h-15 | 8.0941 | 1.9415 | 3.4425 | 14.6016 | 2.1325 | 0.8502 | 5.9617 | 6.9735
2 | 0.9188 | Zero | 6 | High | Low | In | Low | LimitedEE | 1717 | 30710.37 | 12.1447 | 30192.6643 | NY-5 | 8.7989 | 2.1106 | 4.5414 | 18.7967 | 3.0168 | 1.9161 | 5.9617 | 9.8655
2 | 1.1029 | Zero | 6 | Low | High | In | Low | AllOptions | 1718 | 29266.38 | 8.9953 | 29159.126 | NewCT2-1 | 11.53 | 2.7657 | 3.4278 | 15.1888 | 2.2572 | 1.0005 | 5.9617 | 7.3814
2 | 1.0857 | Moderate | 4 | Low | High | Out | Low | AllOptions | 1719 | 29266.38 | 9.7191 | 29053.2322 | ESR-4h-20 | 10.443 | 2.505 | 4.0649 | 16.289 | 2.4872 | 1.2777 | 5.9617 | 8.1335
2 | 1.0905 | Zero | 8 | Mid | Low | In | High | Ref | 1720 | 27856.5 | 8.2453 | 27866.3266 | NewCT1-1 | 8.6594 | 2.0772 | 3.0446 | 13.367 | 1.8726 | 0.53704 | 5.9617 | 6.1238
2 | 0.82027 | Moderate | 6 | Mid | Mid | Out | Low | LimitedEE | 1721 | 30710.37 | 13.6872 | 29736.0504 | ESR-4h-28 | 12.5072 | 3.0001 | 2.9072 | 19.5945 | 3.1953 | 2.1312 | 5.9617 | 10.4492
2 | 0.89264 | Zero | 2 | Mid | Mid | In | Mid | LimitedEE | 1722 | 30710.37 | 13.6872 | 29820.0504 | ESR-4h-28 | 12.1679 | 2.9187 | 3.3391 | 19.945 | 3.2673 | 2.2179 | 5.9617 | 10.6846
2 | 0.95911 | Large | 8 | Mid | High | Out | High | AllOptions | 1723 | 29266.38 | 8.2453 | 29266.5488 | NewCT1-2 | 7.2978 | 1.7505 | 4.4534 | 14.4492 | 2.0945 | 0.80442 | 5.9617 | 6.8493
2 | 0.81522 | Moderate | 4 | Mid | Low | In | Low | LimitedEE | 1724 | 30710.37 | 13.6872 | 29538.1915 | ESR-4h-28 | 11.4262 | 2.7408 | 2.5744 | 19.0024 | 3.0715 | 1.9819 | 5.9617 | 10.0442
2 | 0.89885 | Zero | 8 | High | High | In | High | DERBreakthrough | 1725 | 28095.27 | 2.0753 | 29585.3822 | CC-2 | 1.4322 | 0.34355 | 3.5993 | 6.0182 | -0.10227 | 0 | 5.9617 | -0.33443
2 | 0.9153 | Large | 8 | High | Mid | In | Low | AllOptions | 1726 | 29266.38 | 8.2453 | 29274.349 | NewCT1-2 | 8.022 | 1.9242 | 3.6824 | 13.8519 | 1.972 | 0.65681 | 5.9617 | 6.4487
2 | 1.1281 | Large | 2 | Mid | Low | In | Mid | Ref | 1727 | 27856.5 | 8.2453 | 27863.1922 | NewCT1-1 | 6.433 | 1.5431 | 3.0638 | 12.8522 | 1.7632 | 0.4052 | 5.9617 | 5.766
2 | 1.1842 | Moderate | 8 | Low | Mid | In | High | Ref | 1728 | 27856.5 | 8.2453 | 27858.6301 | NewCT1-1 | 9.6592 | 2.317 | 3.2316 | 13.7938 | 1.9622 | 0.64498 | 5.9617 | 6.4167
2 | 1.217 | Zero | 4 | Mid | Mid | In | Mid | DERBreakthrough | 1729 | 28095.27 | 8.2453 | 28104.1624 | NewCT1-1 | 7.6676 | 1.8392 | 3.9937 | 14.0782 | 2.0183 | 0.71261 | 5.9617 | 6.6001
2 | 0.93081 | Zero | 4 | Low | Mid | In | High | AllOptions | 1730 | 29266.38 | 8.9953 | 29161.7222 | NewCT2-1 | 7.8527 | 1.8836 | 3.6901 | 14.569 | 2.1242 | 0.84021 | 5.9617 | 6.9464
2 | 1.0466 | Moderate | 4 | Low | Low | In | Low | DERBreakthrough | 1731 | 28095.27 | 8.9953 | 27984.6672 | NewCT2-1 | 11.7917 | 2.8285 | 3.9122 | 15.736 | 2.3707 | 1.1373 | 5.9617 | 7.7524
2 | 1.1729 | Zero | 2 | Mid | High | In | Low | LimitedEE | 1732 | 30710.37 | 13.6872 | 29774.0722 | NY-5 | 12.8838 | 3.0905 | 3.7407 | 20.5183 | 3.3868 | 2.3619 | 5.9617 | 11.0752
2 | 1.0558 | Large | 8 | Low | Low | In | Mid | Ref | 1733 | 27856.5 | 8.2453 | 27865.9373 | NewCT1-3 | 8.5827 | 2.0587 | 3.7962 | 14.1002 | 2.0241 | 0.71955 | 5.9617 | 6.619
2 | 0.76438 | Zero | 2 | Mid | Mid | In | High | AllOptions | 1734 | 29266.38 | 8.2645 | 29263.5823 | ESR-4h-28 | 8.2974 | 1.9903 | 2.9684 | 13.2232 | 1.8425 | 0.50077 | 5.9617 | 6.0253
2 | 1.1025 | Zero | 6 | Low | Mid | In | High | AllOptions | 1735 | 29266.38 | 8.9953 | 29163.8691 | NewCT2-2 | 7.6578 | 1.8369 | 4.3783 | 15.2105 | 2.2565 | 0.99969 | 5.9617 | 7.3791
2 | 0.95945 | Zero | 6 | High | Mid | Out | High | DERBreakthrough | 1736 | 28095.27 | 8.2453 | 28099.8597 | NewCT1-2 | 7.8664 | 1.8869 | 3.6336 | 13.7658 | 1.954 | 0.63509 | 5.9617 | 6.3898
2 | 1.1181 | Zero | 6 | Mid | Mid | In | Low | LimitedEE | 1737 | 30710.37 | 11.4002 | 30281.0722 | NY-5 | 10.6599 | 2.557 | 4.8078 | 18.765 | 3.0086 | 1.9062 | 5.9617 | 9.8387
2 | 0.77224 | Moderate | 2 | Mid | Low | In | High | Ref | 1738 | 27856.5 | 6.7082 | 28111.0722 | NY-5 | 5.1852 | 1.2438 | 3.3567 | 11.3086 | 1.4339 | 0.0083403 | 5.9617 | 4.6892
2 | 0.96914 | Zero | 8 | Mid | Low | In | High | DERBreakthrough | 1739 | 28095.27 | 8.2453 | 28101.2083 | NewCT1-2 | 5.1207 | 1.2283 | 2.8168 | 12.2904 | 1.6454 | 0.26313 | 5.9617 | 5.3806
2 | 1.2232 | Large | 8 | Mid | High | Out | High | LimitedEE | 1740 | 30710.37 | 8.9953 | 30607.8528 | NewCT2-2 | 10.1253 | 2.4288 | 3.511 | 14.935 | 2.2029 | 0.93506 | 5.9617 | 7.2037
2 | 1.157 | Large | 4 | Mid | Low | Out | High | LimitedEE | 1741 | 30710.37 | 13.6872 | 28745.0722 | ESR-4h-25 | 18.277 | 4.3841 | 2.66 | 20.7313 | 3.438 | 2.4237 | 5.9617 | 11.2428
2 | 0.87941 | Large | 4 | High | High | In | Low | Ref | 1742 | 27856.5 | 2.25 | 29272.9661 | NY-3 | 3.6905 | 0.88525 | 3.1168 | 6.2521 | -0.030638 | 0 | 5.9617 | -0.10019
2 | 1.2198 | Zero | 4 | Low | Mid | In | High | LimitedEE | 1743 | 30710.37 | 12.8653 | 30110.7322 | ESR-4h-21 | 9.3096 | 2.2331 | 4.108 | 19.2064 | 3.1062 | 2.0238 | 5.9617 | 10.1578
2 | 1.1405 | Moderate | 4 | Mid | High | In | Mid | AllOptions | 1744 | 29266.38 | 7.4209 | 29398.0722 | NY-5 | 7.8697 | 1.8877 | 3.5897 | 12.8983 | 1.7701 | 0.41346 | 5.9617 | 5.7885
2 | 0.81673 | Moderate | 8 | Mid | Low | In | Mid | Ref | 1745 | 27856.5 | 7.8318 | 27921.8303 | ESR-4h-23 | 7.7218 | 1.8522 | 3.1305 | 12.8146 | 1.7549 | 0.39514 | 5.9617 | 5.7387
2 | 1.0037 | Moderate | 6 | Mid | Mid | In | High | LimitedEE | 1746 | 30710.37 | 8.9953 | 30599.3226 | NewCT2-2 | 8.7391 | 2.0963 | 3.1682 | 14.2597 | 2.0614 | 0.7646 | 5.9617 | 6.7412
2 | 0.94788 | Moderate | 6 | High | High | In | Mid | AllOptions | 1747 | 29266.38 | 5.7359 | 29705.3822 | NY-3 | 4.7651 | 1.143 | 2.5335 | 9.4124 | 0.89193 | 0 | 5.9617 | 2.9168
2 | 0.94363 | Large | 8 | Low | High | In | Low | DERBreakthrough | 1748 | 28095.27 | 6.9982 | 28298.7322 | ESR-4h-16 | 6.2976 | 1.5106 | 2.5049 | 11.0137 | 1.3573 | 0 | 5.9617 | 4.4386
2 | 1.1641 | Moderate | 2 | Low | High | In | Low | Ref | 1749 | 27856.5 | 7.9934 | 27897.1015 | ESR-4h-14 | 7.0862 | 1.6998 | 3.2174 | 12.9105 | 1.7748 | 0.4191 | 5.9617 | 5.8037
2 | 1.0505 | Zero | 2 | Mid | Low | In | Low | LimitedEE | 1750 | 30710.37 | 13.6872 | 28511.0722 | ESR-4h-25 | 14.8998 | 3.574 | 4.0748 | 21.336 | 3.5585 | 2.5689 | 5.9617 | 11.6368
2 | 1.1464 | Moderate | 4 | Mid | Mid | In | Mid | DERBreakthrough | 1751 | 28095.27 | 6.5 | 28388.864 | NY-5 | 4.8702 | 1.1682 | 3.9165 | 11.5847 | 1.4894 | 0.075199 | 5.9617 | 4.8706
2 | 0.94203 | Moderate | 2 | Mid | High | In | High | LimitedEE | 1752 | 30710.37 | 9.8936 | 30473.7143 | ESR-4h-22 | 10.2544 | 2.4597 | 2.7349 | 15.0882 | 2.2397 | 0.97946 | 5.9617 | 7.3242
2 | 1.1956 | Zero | 6 | Mid | Mid | In | High | DERBreakthrough | 1753 | 28095.27 | 7.8 | 28165.5564 | NY-2 | 9.6412 | 2.3127 | 3.7622 | 13.8749 | 1.9764 | 0.66214 | 5.9617 | 6.4632
2 | 1.053 | Large | 6 | Low | High | In | Low | Ref | 1754 | 27856.5 | 6.9149 | 28076.1933 | ESR-4h-15 | 5.6461 | 1.3543 | 4.0419 | 12.3112 | 1.6429 | 0.26021 | 5.9617 | 5.3726
2 | 1.1476 | Zero | 8 | Low | Low | In | Low | AllOptions | 1755 | 29266.38 | 8.9953 | 29158.1287 | NewCT2-4 | 13.0299 | 3.1255 | 3.3668 | 15.4876 | 2.321 | 1.0774 | 5.9617 | 7.5899
2 | 1.23 | Moderate | 6 | Mid | High | Out | Mid | DERBreakthrough | 1756 | 28095.27 | 7.5963 | 28198.0722 | NY-5 | 5.9317 | 1.4228 | 3.42 | 12.4391 | 1.6736 | 0.29713 | 5.9617 | 5.4728
2 | 1.2251 | Zero | 2 | Low | High | In | High | AllOptions | 1757 | 29266.38 | 8.9953 | 29162.1526 | NewCT2-1 | 8.1699 | 1.9597 | 3.8267 | 14.7817 | 2.1686 | 0.89371 | 5.9617 | 7.0915
2 | 0.81447 | Zero | 2 | High | Mid | Out | Low | DERBreakthrough | 1758 | 28095.27 | 9.3 | 27941.7307 | NY-4 | 7.499 | 1.7988 | 3.5716 | 14.6704 | 2.1464 | 0.86695 | 5.9617 | 7.0189
2 | 0.97832 | Zero | 4 | Low | Mid | In | Mid | DERBreakthrough | 1759 | 28095.27 | 8.2453 | 28105.1094 | NewCT1-2 | 9.2071 | 2.2085 | 3.0687 | 13.5225 | 1.9055 | 0.57667 | 5.9617 | 6.2313
2 | 0.96351 | Large | 6 | High | Low | Out | Low | LimitedEE | 1760 | 30710.37 | 13.6872 | 28992.6643 | NewCT2-3 | 10.3969 | 2.4939 | 5.4359 | 21.6169 | 3.6105 | 2.6316 | 5.9617 | 11.8069
2 | 0.78237 | Zero | 8 | High | Low | Out | Mid | DERBreakthrough | 1761 | 28095.27 | 8.2453 | 28101.1863 | NewCT1-4 | 7.1221 | 1.7084 | 3.8712 | 13.8248 | 1.9652 | 0.6486 | 5.9617 | 6.4265
2 | 1.1628 | Large | 2 | Low | Mid | In | High | DERBreakthrough | 1762 | 28095.27 | 8.2453 | 28103.3825 | NewCT1-1 | 9.9301 | 2.382 | 3.4583 | 14.0855 | 2.0228 | 0.71808 | 5.9617 | 6.615
2 | 1.0771 | Zero | 4 | High | Low | Out | High | DERBreakthrough | 1763 | 28095.27 | 8.9953 | 27990.2003 | NewCT2-1 | 11.3286 | 2.7174 | 3.2793 | 14.992 | 2.2163 | 0.95119 | 5.9617 | 7.2475
2 | 1.0394 | Zero | 4 | Low | Low | In | Low | AllOptions | 1764 | 29266.38 | 11.4955 | 28826.025 | ESR-4h-22 | 10.4419 | 2.5047 | 2.178 | 16.1783 | 2.4742 | 1.2621 | 5.9617 | 8.0911
2 | 1.023 | Zero | 8 | Mid | High | In | Mid | Ref | 1765 | 27856.5 | 4.1776 | 28648.0722 | CC-4 | 4.2496 | 1.0194 | 2.5735 | 7.7705 | 0.41462 | 0 | 5.9617 | 1.3559
2 | 1.0697 | Large | 2 | Low | Mid | In | Low | LimitedEE | 1766 | 30710.37 | 13.6872 | 29296.2322 | ESR-4h-28 | 10.0587 | 2.4128 | 4.322 | 20.4219 | 3.3631 | 2.3333 | 5.9617 | 10.9977
2 | 1.0059 | Moderate | 8 | High | High | In | Mid | AllOptions | 1767 | 29266.38 | 5.7359 | 29705.3822 | NY-3 | 6.4177 | 1.5394 | 2.7424 | 10.0177 | 1.0662 | 0 | 5.9617 | 3.4866
2 | 0.96246 | Moderate | 4 | Mid | High | Out | Low | Ref | 1768 | 27856.5 | 8.2453 | 27858.8959 | NewCT1-1 | 7.2805 | 1.7464 | 2.0845 | 12.0762 | 1.604 | 0.21327 | 5.9617 | 5.2453
2 | 1.1865 | Moderate | 6 | Mid | Low | In | High | Ref | 1769 | 27856.5 | 6.7082 | 28111.0722 | NY-5 | 5.9123 | 1.4182 | 3.0844 | 11.2108 | 1.4102 | 0 | 5.9617 | 4.6114
2 | 0.88243 | Moderate | 6 | Mid | Mid | In | High | DERBreakthrough | 1770 | 28095.27 | 5.8 | 28523.2254 | NY-4 | 5.0202 | 1.2042 | 2.3056 | 9.3098 | 0.86387 | 0 | 5.9617 | 2.825
2 | 0.87244 | Zero | 8 | High | High | In | High | LimitedEE | 1771 | 30710.37 | 8.2453 | 30717.6394 | NewCT1-3 | 6.58 | 1.5784 | 3.9338 | 13.7574 | 1.9505 | 0.63093 | 5.9617 | 6.3785
2 | 1.1484 | Large | 6 | Mid | Mid | In | Low | DERBreakthrough | 1772 | 28095.27 | 8.2453 | 28098.7836 | NewCT1-1 | 8.7448 | 2.0976 | 2.8939 | 13.2368 | 1.8458 | 0.50475 | 5.9617 | 6.0362
2 | 1.0437 | Moderate | 4 | Low | Low | In | Mid | AllOptions | 1773 | 29266.38 | 9.7558 | 29048.2322 | ESR-4h-20 | 8.7665 | 2.1028 | 3.7058 | 15.5644 | 2.3354 | 1.0948 | 5.9617 | 7.6371
2 | 0.98151 | Zero | 8 | Mid | Low | In | Low | LimitedEE | 1774 | 30710.37 | 10.5433 | 30388.3731 | ESR-4h-22 | 11.4289 | 2.7415 | 3.9955 | 17.2803 | 2.698 | 1.5318 | 5.9617 | 8.8228
2 | 1.1948 | Moderate | 4 | Mid | High | In | High | LimitedEE | 1775 | 30710.37 | 8.9953 | 30607.6701 | NewCT2-1 | 10.7921 | 2.5887 | 4.2511 | 15.8351 | 2.3898 | 1.1603 | 5.9617 | 7.815
2 | 1.1245 | Zero | 2 | Low | High | In | Low | DERBreakthrough | 1776 | 28095.27 | 8.2453 | 28103.8759 | NewCT1-1 | 10.7804 | 2.5859 | 3.942 | 14.7732 | 2.1661 | 0.89075 | 5.9617 | 7.0835
2 | 0.96317 | Zero | 2 | Mid | Low | In | High | LimitedEE | 1777 | 30710.37 | 13.6872 | 29492.1915 | ESR-4h-28 | 14.6443 | 3.5128 | 4.5652 | 21.7651 | 3.6468 | 2.6753 | 5.9617 | 11.9256
2 | 1.1186 | Moderate | 4 | Mid | Mid | Out | Low | AllOptions | 1778 | 29266.38 | 12.7987 | 28679.7524 | ESR-4h-25 | 8.161 | 1.9576 | 3.6284 | 18.3847 | 2.9345 | 1.8168 | 5.9617 | 9.5962
2 | 0.81669 | Moderate | 8 | High | Low | In | Mid | Ref | 1779 | 27856.5 | 6.2959 | 28186.6643 | NY-4 | 5.2286 | 1.2542 | 2.198 | 9.7481 | 0.992 | 0 | 5.9617 | 3.244
2 | 0.86946 | Moderate | 8 | Mid | Mid | In | High | AllOptions | 1780 | 29266.38 | 8.2453 | 29275.8757 | NewCT1-2 | 8.037 | 1.9278 | 3.0033 | 13.1764 | 1.8324 | 0.48855 | 5.9617 | 5.9922
2 | 1.2188 | Moderate | 6 | Low | Low | Out | Mid | DERBreakthrough | 1781 | 28095.27 | 9.4641 | 27917.2322 | NewCT2-3 | 12.1762 | 2.9207 | 4.7076 | 17.0924 | 2.6541 | 1.4789 | 5.9617 | 8.6795
2 | 1.0295 | Large | 2 | High | High | Out | High | AllOptions | 1782 | 29266.38 | 8.2453 | 29275.6151 | NewCT1-1 | 6.5315 | 1.5667 | 3.0954 | 12.9074 | 1.7748 | 0.41911 | 5.9617 | 5.8038
2 | 1.1897 | Moderate | 8 | Low | Mid | In | High | AllOptions | 1783 | 29266.38 | 8.2453 | 29270.8134 | NewCT1-4 | 9.3158 | 2.2346 | 4.4704 | 14.9503 | 2.2007 | 0.9325 | 5.9617 | 7.1968
2 | 1.1279 | Large | 8 | Low | Mid | In | Low | Ref | 1784 | 27856.5 | 8.2453 | 27858.963 | NewCT1-2 | 8.6351 | 2.0713 | 3.5936 | 13.9101 | 1.9849 | 0.6723 | 5.9617 | 6.4908
2 | 1.1725 | Zero | 4 | Low | High | Out | Low | AllOptions | 1785 | 29266.38 | 10.4869 | 28951.7932 | ESR-4h-20 | 9.807 | 2.3524 | 2.613 | 15.4523 | 2.3177 | 1.0734 | 5.9617 | 7.5792
2 | 0.83044 | Large | 4 | Mid | Mid | In | Mid | AllOptions | 1786 | 29266.38 | 8.2453 | 29269.3936 | NewCT1-2 | 8.2326 | 1.9748 | 4.3518 | 14.5719 | 2.1211 | 0.83649 | 5.9617 | 6.9363
2 | 0.97168 | Zero | 2 | Mid | High | In | Low | Ref | 1787 | 27856.5 | 5.7929 | 28284.0722 | CC-4 | 6.54 | 1.5688 | 3.147 | 10.5086 | 1.2057 | 0 | 5.9617 | 3.9427
2 | 1.1882 | Moderate | 6 | Low | Mid | In | High | LimitedEE | 1788 | 30710.37 | 10.6851 | 30370.8442 | ESR-4h-17 | 11.06 | 2.653 | 3.1303 | 16.4683 | 2.5305 | 1.3299 | 5.9617 | 8.275
2 | 1.0947 | Zero | 4 | Mid | Low | In | Mid | Ref | 1789 | 27856.5 | 8.2453 | 27866.2485 | NewCT1-2 | 7.4116 | 1.7778 | 4.2931 | 14.3162 | 2.0671 | 0.77148 | 5.9617 | 6.7599
2 | 1.0648 | Zero | 8 | High | Low | In | Mid | Ref | 1790 | 27856.5 | 8.0508 | 27886.6643 | NY-2 | 11.5358 | 2.7671 | 2.3459 | 13.1638 | 1.8334 | 0.48975 | 5.9617 | 5.9955
2 | 0.91016 | Moderate | 4 | Mid | Low | In | Mid | DERBreakthrough | 1791 | 28095.27 | 8.2453 | 28100.1088 | NewCT1-1 | 12.0938 | 2.901 | 2.5114 | 13.6576 | 1.9373 | 0.61498 | 5.9617 | 6.3352
2 | 0.76964 | Large | 8 | High | High | In | Low | AllOptions | 1792 | 29266.38 | 6.0604 | 29641.3822 | CC-4 | 5.0033 | 1.2001 | 2.3478 | 9.6083 | 0.95026 | 0 | 5.9617 | 3.1075
2 | 1.2331 | Moderate | 8 | Low | Mid | In | Low | Ref | 1793 | 27856.5 | 8.2453 | 27858.0629 | NewCT1-4 | 6.525 | 1.5652 | 4.198 | 14.0085 | 2.0023 | 0.69338 | 5.9617 | 6.548
2 | 1.2078 | Zero | 4 | Low | High | Out | High | AllOptions | 1794 | 29266.38 | 9.3 | 29111.7273 | NY-4 | 10.4556 | 2.508 | 3.0309 | 14.8389 | 2.1851 | 0.91369 | 5.9617 | 7.1457
2 | 1.0394 | Moderate | 6 | High | Low | In | Mid | Ref | 1795 | 27856.5 | 6.2959 | 28186.6643 | NY-4 | 6.6682 | 1.5995 | 2.9008 | 10.7962 | 1.2911 | 0 | 5.9617 | 4.2221
2 | 0.91676 | Moderate | 8 | Mid | Low | In | Low | DERBreakthrough | 1796 | 28095.27 | 8.2453 | 28100.538 | NewCT1-2 | 9.0211 | 2.1639 | 3.2983 | 13.7074 | 1.9435 | 0.62243 | 5.9617 | 6.3555
2 | 1.1314 | Zero | 6 | Low | High | In | High | DERBreakthrough | 1797 | 28095.27 | 7.6757 | 28186.7162 | ESR-4h-15 | 6.1611 | 1.4779 | 4.0461 | 13.1997 | 1.8315 | 0.48751 | 5.9617 | 5.9894
2 | 0.88397 | Moderate | 8 | High | High | Out | Low | LimitedEE | 1798 | 30710.37 | 8.9953 | 30603.8948 | NewCT2-2 | 8.9716 | 2.152 | 2.8604 | 14.0077 | 2.0097 | 0.70219 | 5.9617 | 6.5719
2 | 1.1007 | Moderate | 4 | Low | High | In | Mid | Ref | 1799 | 27856.5 | 7.3773 | 27997.1247 | ESR-4h-12 | 7.426 | 1.7813 | 3.2937 | 12.4523 | 1.6771 | 0.30135 | 5.9617 | 5.4842
2 | 0.96564 | Zero | 6 | High | High | In | Mid | Ref | 1800 | 27856.5 | 2.2862 | 29255.3822 | CC-2 | 5.0098 | 1.2017 | 3.2877 | 6.7756 | 0.12015 | 0 | 5.9617 | 0.3929
2 | 0.80299 | Large | 6 | High | Mid | Out | Mid | Ref | 1801 | 27856.5 | 8.2453 | 27861.9743 | NewCT1-1 | 8.6509 | 2.0751 | 3.8258 | 14.1462 | 2.0337 | 0.73113 | 5.9617 | 6.6504
2 | 0.94918 | Zero | 8 | High | Mid | In | Low | AllOptions | 1802 | 29266.38 | 8.2453 | 29269.0217 | NewCT1-3 | 6.0787 | 1.4581 | 3.5195 | 13.2229 | 1.8394 | 0.49698 | 5.9617 | 6.0151
2 | 0.82417 | Large | 8 | Mid | Mid | In | High | AllOptions | 1803 | 29266.38 | 8.2453 | 29272.6378 | NewCT1-1 | 13.4578 | 3.2281 | 3.9449 | 15.4183 | 2.303 | 1.0558 | 5.9617 | 7.5312
2 | 0.77673 | Large | 4 | High | Low | In | Mid | Ref | 1804 | 27856.5 | 5.5342 | 28336.6643 | CC-4 | 7.6112 | 1.8257 | 2.9865 | 10.3463 | 1.1598 | 0 | 5.9617 | 3.7926
2 | 0.92178 | Large | 8 | High | Low | Out | Low | LimitedEE | 1805 | 30710.37 | 13.6872 | 29732.6643 | NewCT2-4 | 8.6982 | 2.0864 | 3.5507 | 19.3243 | 3.1344 | 2.0577 | 5.9617 | 10.2499
2 | 1.2238 | Zero | 2 | Low | Mid | Out | Low | LimitedEE | 1806 | 30710.37 | 13.6872 | 27476.7322 | ESR-4h-21 | 11.4162 | 2.7384 | 4.6646 | 21.0902 | 3.503 | 2.502 | 5.9617 | 11.4553
2 | 1.1902 | Large | 8 | Low | High | In | High | DERBreakthrough | 1807 | 28095.27 | 8.2453 | 28104.9764 | NewCT1-1 | 8.3204 | 1.9958 | 2.6623 | 12.9034 | 1.7764 | 0.42101 | 5.9617 | 5.8089
2 | 0.78776 | Zero | 4 | High | Low | In | High | LimitedEE | 1808 | 30710.37 | 12.5456 | 30146.6643 | NY-5 | 12.2052 | 2.9277 | 3.5233 | 18.9966 | 3.065 | 1.9741 | 5.9617 | 10.0229
2 | 1.1751 | Moderate | 6 | Mid | High | Out | Low | DERBreakthrough | 1809 | 28095.27 | 8.2453 | 28103.2627 | NewCT1-1 | 9.0105 | 2.1614 | 3.746 | 14.1526 | 2.0355 | 0.73331 | 5.9617 | 6.6563
2 | 0.92825 | Large | 4 | High | Low | In | Mid | AllOptions | 1810 | 29266.38 | 8.9953 | 29161.3773 | NewCT2-1 | 8.5661 | 2.0548 | 3.3142 | 14.3643 | 2.0828 | 0.79036 | 5.9617 | 6.8111
2 | 1.1636 | Zero | 2 | Low | Mid | In | High | AllOptions | 1811 | 29266.38 | 10.374 | 28966.7323 | ESR-4h-18 | 12.4691 | 2.991 | 3.014 | 16.379 | 2.5122 | 1.3078 | 5.9617 | 8.2151
2 | 1.0446 | Moderate | 6 | High | Low | In | Mid | AllOptions | 1812 | 29266.38 | 8.2453 | 29276.2521 | NewCT1-3 | 6.8482 | 1.6427 | 2.9632 | 12.8512 | 1.7636 | 0.40562 | 5.9617 | 5.7672
2 | 1.055 | Moderate | 8 | High | High | Out | High | LimitedEE | 1813 | 30710.37 | 8.8803 | 30615.3822 | NewCT1-4 | 10.7445 | 2.5773 | 3.7546 | 15.2122 | 2.2603 | 1.0043 | 5.9617 | 7.3916
2 | 1.0185 | Moderate | 4 | Mid | Low | In | Mid | LimitedEE | 1814 | 30710.37 | 13.6872 | 29902.1915 | ESR-4h-29 | 10.0709 | 2.4157 | 3.3163 | 19.4191 | 3.1558 | 2.0836 | 5.9617 | 10.32
2 | 0.79236 | Large | 2 | Mid | Low | In | High | Ref | 1815 | 27856.5 | 6.7082 | 28111.0722 | CC-4 | 8.9455 | 2.1458 | 2.8174 | 11.6713 | 1.5139 | 0.10475 | 5.9617 | 4.9508
2 | 1.056 | Moderate | 6 | Mid | Low | In | High | AllOptions | 1816 | 29266.38 | 8.5439 | 29221.0722 | NewCT1-3 | 6.7575 | 1.6209 | 2.8659 | 13.0307 | 1.8022 | 0.45221 | 5.9617 | 5.8936
2 | 1.2193 | Large | 4 | Mid | Low | Out | Low | LimitedEE | 1817 | 30710.37 | 13.6872 | 27697.0722 | NewCT2-2 | 9.6145 | 2.3062 | 3.8227 | 19.8161 | 3.2373 | 2.1817 | 5.9617 | 10.5863
2 | 0.94707 | Zero | 2 | High | Mid | Out | Mid | DERBreakthrough | 1818 | 28095.27 | 8.9953 | 27992.0589 | NewCT2-1 | 8.1657 | 1.9587 | 2.4755 | 13.4295 | 1.8891 | 0.55686 | 5.9617 | 6.1775
2 | 1.059 | Large | 6 | High | Low | In | Low | LimitedEE | 1819 | 30710.37 | 12.1447 | 30192.6643 | NewCT2-3 | 8.1606 | 1.9575 | 2.5484 | 16.6506 | 2.5724 | 1.3804 | 5.9617 | 8.4122
2 | 0.88966 | Large | 2 | High | Low | In | Low | DERBreakthrough | 1820 | 28095.27 | 8.2453 | 28104.245 | NewCT1-1 | 9.1454 | 2.1937 | 2.5326 | 12.9716 | 1.7916 | 0.43934 | 5.9617 | 5.8587
2 | 0.76988 | Moderate | 2 | High | Mid | In | Mid | DERBreakthrough | 1821 | 28095.27 | 5 | 28690.6272 | NY-3 | 4.5545 | 1.0925 | 3.2055 | 9.298 | 0.85354 | 0 | 5.9617 | 2.7912
2 | 0.798 | Zero | 6 | High | High | Out | Mid | DERBreakthrough | 1822 | 28095.27 | 7.5516 | 28205.3822 | NY-1 | 7.956 | 1.9084 | 2.9604 | 12.4205 | 1.6722 | 0.29545 | 5.9617 | 5.4683
2 | 0.91522 | Moderate | 6 | Mid | High | In | High | AllOptions | 1823 | 29266.38 | 6.3948 | 29578.0722 | NY-4 | 6.5888 | 1.5805 | 4.2533 | 12.2286 | 1.6242 | 0.23766 | 5.9617 | 5.3114
2 | 0.86107 | Zero | 6 | Mid | Mid | In | High | DERBreakthrough | 1824 | 28095.27 | 7.8 | 28165.5564 | NY-2 | 8.7348 | 2.0952 | 3.445 | 13.3402 | 1.8647 | 0.52748 | 5.9617 | 6.0978
2 | 1.2138 | Moderate | 4 | Mid | Mid | In | Low | DERBreakthrough | 1825 | 28095.27 | 8.2453 | 28098.7836 | NewCT1-1 | 7.4608 | 1.7896 | 3.6787 | 13.7136 | 1.9427 | 0.62144 | 5.9617 | 6.3528
2 | 1.0296 | Zero | 8 | Mid | Mid | In | Mid | Ref | 1826 | 27856.5 | 7.8 | 27927.8013 | NY-2 | 6.1378 | 1.4723 | 3.0515 | 12.3238 | 1.6511 | 0.27011 | 5.9617 | 5.3995
2 | 0.91554 | Large | 8 | High | Mid | Out | Low | DERBreakthrough | 1827 | 28095.27 | 8.2453 | 28101.6912 | NewCT1-2 | 8.7358 | 2.0955 | 3.0994 | 13.4401 | 1.8878 | 0.55537 | 5.9617 | 6.1735
2 | 1.146 | Large | 6 | Low | Low | Out | Low | LimitedEE | 1828 | 30710.37 | 13.6872 | 28843.7322 | ESR-4h-27 | 14.967 | 3.5901 | 4.433 | 21.7103 | 3.6359 | 2.6622 | 5.9617 | 11.89
2 | 0.78196 | Large | 4 | High | High | In | Mid | Ref | 1829 | 27856.5 | 1.839 | 29458.65 | NY-2 | 1.9121 | 0.45866 | 2.3908 | 4.6884 | -0.47934 | 0 | 5.9617 | -1.5675
2 | 1.2122 | Moderate | 8 | Low | Low | Out | High | AllOptions | 1830 | 29266.38 | 10.212 | 28987.2322 | NewCT2-4 | 10.437 | 2.5035 | 4.2428 | 16.9583 | 2.6283 | 1.4477 | 5.9617 | 8.5948
2 | 0.78493 | Moderate | 2 | High | High | In | High | DERBreakthrough | 1831 | 28095.27 | 2.0753 | 29585.3822 | CC-2 | 2.4517 | 0.58808 | 2.9296 | 5.5931 | -0.22065 | 0 | 5.9617 | -0.72157
2 | 0.79002 | Moderate | 8 | High | Mid | In | High | AllOptions | 1832 | 29266.38 | 7.8474 | 29328.6643 | NY-5 | 6.3661 | 1.527 | 2.0245 | 11.3989 | 1.4606 | 0.04041 | 5.9617 | 4.7762
2 | 1.2134 | Zero | 4 | Low | Low | In | Low | DERBreakthrough | 1833 | 28095.27 | 9.8584 | 27863.2322 | NY-4 | 9.9794 | 2.3938 | 4.2566 | 16.5088 | 2.5328 | 1.3327 | 5.9617 | 8.2825
2 | 0.82661 | Moderate | 8 | Mid | High | In | High | Ref | 1834 | 27856.5 | 3.0378 | 28978.0722 | CC-3 | 3.1767 | 0.762 | 2.5628 | 6.3627 | 0.0057268 | 0 | 5.9617 | 0.018728
2 | 0.98003 | Zero | 4 | Mid | Low | In | Low | AllOptions | 1835 | 29266.38 | 10.5188 | 28947.8065 | ESR-4h-22 | 6.9455 | 1.666 | 4.6551 | 16.8399 | 2.6008 | 1.4147 | 5.9617 | 8.5051
2 | 1.1693 | Large | 8 | Low | Mid | Out | Low | DERBreakthrough | 1836 | 28095.27 | 8.9953 | 27993.1964 | NewCT2-2 | 8.71 | 2.0893 | 2.9422 | 14.0267 | 2.0132 | 0.70652 | 5.9617 | 6.5836
2 | 1.0101 | Moderate | 8 | High | High | Out | Mid | Ref | 1837 | 27856.5 | 5 | 28453.2133 | NY-3 | 7.8503 | 1.8831 | 3.2722 | 10.1553 | 1.1021 | 0 | 5.9617 | 3.604
2 | 0.84162 | Zero | 4 | High | Low | In | Low | Ref | 1838 | 27856.5 | 8.2453 | 27859.809 | NewCT1-1 | 7.431 | 1.7825 | 3.9454 | 13.9731 | 1.9963 | 0.68605 | 5.9617 | 6.5281
2 | 1.1443 | Moderate | 6 | Mid | Mid | In | Low | DERBreakthrough | 1839 | 28095.27 | 8.2453 | 28098.7836 | NewCT1-1 | 5.5301 | 1.3265 | 2.5876 | 12.1593 | 1.6188 | 0.23116 | 5.9617 | 5.2938
2 | 0.93617 | Zero | 2 | Mid | High | In | Mid | Ref | 1840 | 27856.5 | 4.1776 | 28648.0722 | CC-4 | 6.4051 | 1.5364 | 3.1045 | 8.8185 | 0.71503 | 0 | 5.9617 | 2.3383
2 | 1.1171 | Large | 2 | Low | High | Out | Mid | DERBreakthrough | 1841 | 28095.27 | 8.9953 | 27993.0139 | NewCT2-1 | 8.7531 | 2.0996 | 2.3999 | 13.4948 | 1.9034 | 0.57407 | 5.9617 | 6.2243
2 | 1.0756 | Large | 2 | Mid | High | In | Low | AllOptions | 1842 | 29266.38 | 8.2453 | 29275.4704 | NewCT1-1 | 7.2331 | 1.735 | 3.4867 | 13.467 | 1.8914 | 0.55965 | 5.9617 | 6.1851
2 | 1.2294 | Zero | 6 | Low | Low | In | High | DERBreakthrough | 1843 | 28095.27 | 8.6291 | 28037.2322 | ESR-4h-14 | 7.6868 | 1.8438 | 2.779 | 13.252 | 1.8497 | 0.5094 | 5.9617 | 6.0488
2 | 1.1299 | Moderate | 8 | Mid | Low | In | Low | DERBreakthrough | 1844 | 28095.27 | 8.2453 | 28100.538 | NewCT1-2 | 10.4875 | 2.5157 | 3.4904 | 14.2514 | 2.0579 | 0.76029 | 5.9617 | 6.7295
2 | 1.2056 | Zero | 4 | Low | Low | In | Mid | LimitedEE | 1845 | 30710.37 | 13.6872 | 29048.2322 | ESR-4h-20 | 8.1712 | 1.96 | 2.9149 | 18.5621 | 2.9761 | 1.867 | 5.9617 | 9.7324
2 | 1.1647 | Zero | 8 | Low | High | Out | High | Ref | 1846 | 27856.5 | 8.2453 | 27866.0483 | NewCT1-2 | 7.4626 | 1.7901 | 4.2912 | 14.3265 | 2.0693 | 0.77412 | 5.9617 | 6.767
2 | 1.1163 | Moderate | 8 | Low | Mid | In | Mid | AllOptions | 1847 | 29266.38 | 8.9953 | 29164.3133 | NewCT2-1 | 7.2012 | 1.7274 | 3.7472 | 14.4698 | 2.1028 | 0.81445 | 5.9617 | 6.8765
2 | 0.90879 | Moderate | 6 | Mid | High | In | Mid | DERBreakthrough | 1848 | 28095.27 | 4.3 | 28857.7231 | NY-2 | 5.5724 | 1.3367 | 2.9883 | 8.625 | 0.6597 | 0 | 5.9617 | 2.1573
2 | 0.8985 | Large | 2 | High | Low | In | High | DERBreakthrough | 1849 | 28095.27 | 5.1063 | 28666.6643 | CC-4 | 5.6488 | 1.355 | 3.4947 | 9.956 | 1.0425 | 0 | 5.9617 | 3.4091
2 | 0.91691 | Moderate | 6 | Mid | High | In | Low | Ref | 1850 | 27856.5 | 4.4329 | 28584.0722 | NY-2 | 4.7228 | 1.1329 | 2.7942 | 8.36 | 0.58418 | 0 | 5.9617 | 1.9104
2 | 1.0086 | Moderate | 8 | High | High | In | High | LimitedEE | 1851 | 30710.37 | 8.2453 | 30710.9334 | NewCT1-2 | 5.5046 | 1.3204 | 3.7691 | 13.3348 | 1.8617 | 0.52392 | 5.9617 | 6.0882
2 | 0.88807 | Large | 4 | Mid | High | In | Low | AllOptions | 1852 | 29266.38 | 8.2453 | 29275.4704 | NewCT1-1 | 7.3128 | 1.7541 | 1.911 | 11.9104 | 1.5698 | 0.17203 | 5.9617 | 5.1334
2 | 1.1478 | Large | 6 | Low | Mid | In | High | AllOptions | 1853 | 29266.38 | 8.9953 | 29164.1105 | NewCT2-1 | 7.9183 | 1.8994 | 3.7487 | 14.6433 | 2.1396 | 0.85883 | 5.9617 | 6.9969
2 | 1.0461 | Moderate | 4 | Low | Low | In | Low | AllOptions | 1854 | 29266.38 | 11.6066 | 28812.6744 | ESR-4h-22 | 10.1152 | 2.4263 | 3.4493 | 17.4822 | 2.7439 | 1.5871 | 5.9617 | 8.973
2 | 0.79507 | Large | 4 | Mid | Mid | Out | Low | Ref | 1855 | 27856.5 | 8.2453 | 27865.376 | NewCT1-2 | 5.6629 | 1.3584 | 3.3581 | 12.9617 | 1.7848 | 0.43125 | 5.9617 | 5.8367
2 | 1.0036 | Large | 4 | Low | Low | In | Low | DERBreakthrough | 1856 | 28095.27 | 8.9953 | 27984.6672 | NewCT2-1 | 7.2086 | 1.7291 | 3.7092 | 14.4336 | 2.0953 | 0.80544 | 5.9617 | 6.852
2 | 1.233 | Moderate | 2 | Low | Low | Out | Mid | DERBreakthrough | 1857 | 28095.27 | 13.6872 | 27108.2322 | ESR-4h-20 | 9.3926 | 2.253 | 2.9472 | 18.8874 | 3.045 | 1.95 | 5.9617 | 9.9576
2 | 0.81624 | Moderate | 2 | Mid | High | In | Low | Ref | 1858 | 27856.5 | 4.4329 | 28584.0722 | NY-2 | 4.2919 | 1.0295 | 3.295 | 8.7574 | 0.69582 | 0 | 5.9617 | 2.2754
2 | 1.0456 | Large | 4 | Mid | High | In | Mid | Ref | 1859 | 27856.5 | 2.6911 | 29098.0722 | NY-3 | 2.3201 | 0.55652 | 3.9783 | 7.226 | 0.24571 | 0 | 5.9617 | 0.80351
2 | 1.0806 | Large | 2 | Low | Mid | In | Low | Ref | 1860 | 27856.5 | 8.9406 | 27752.8591 | ESR-4h-16 | 5.119 | 1.2279 | 3.5745 | 13.743 | 1.9495 | 0.62966 | 5.9617 | 6.3751
2 | 0.79765 | Moderate | 8 | Mid | Mid | Out | Low | AllOptions | 1861 | 29266.38 | 8.9953 | 29164.231 | NewCT2-1 | 6.5018 | 1.5596 | 2.5043 | 13.0591 | 1.8103 | 0.46192 | 5.9617 | 5.9199
2 | 1.2238 | Zero | 6 | Low | Low | In | Mid | Ref | 1862 | 27856.5 | 8.9953 | 27748.5483 | NewCT2-1 | 7.1464 | 1.7142 | 3.9778 | 14.6873 | 2.1477 | 0.86855 | 5.9617 | 7.0232
2 | 1.2079 | Moderate | 2 | Low | Mid | In | Low | LimitedEE | 1863 | 30710.37 | 13.6872 | 28676.7322 | ESR-4h-21 | 11.0583 | 2.6526 | 3.2391 | 19.5788 | 3.1901 | 2.1249 | 5.9617 | 10.4322
2 | 1.0942 | Zero | 6 | Low | High | Out | Low | AllOptions | 1864 | 29266.38 | 9.0857 | 29141.7322 | NewCT2-3 | 8.5853 | 2.0594 | 3.3513 | 14.4963 | 2.1106 | 0.8239 | 5.9617 | 6.9021
2 | 1.0555 | Zero | 6 | High | High | Out | High | Ref | 1865 | 27856.5 | 5.3025 | 28385.3822 | CC-4 | 5.3675 | 1.2875 | 3.9487 | 10.5387 | 1.2083 | 0 | 5.9617 | 3.9513
2 | 1.0069 | Moderate | 8 | Mid | Low | In | Low | AllOptions | 1866 | 29266.38 | 8.9953 | 29162.6471 | NewCT2-1 | 8.2638 | 1.9822 | 2.5619 | 13.5395 | 1.9119 | 0.58441 | 5.9617 | 6.2523
2 | 1.101 | Moderate | 2 | Mid | Mid | In | High | Ref | 1867 | 27856.5 | 5 | 28451.636 | NY-3 | 5.4795 | 1.3144 | 3.3027 | 9.617 | 0.94549 | 0 | 5.9617 | 3.0919
2 | 1.0803 | Large | 4 | Mid | Mid | Out | High | DERBreakthrough | 1868 | 28095.27 | 8.2453 | 28105.156 | NewCT1-2 | 8.4647 | 2.0304 | 4.1787 | 14.4544 | 2.0971 | 0.8076 | 5.9617 | 6.8579
2 | 0.81366 | Large | 4 | Mid | Mid | In | Low | AllOptions | 1869 | 29266.38 | 8.3946 | 29243.5722 | NewCT1-2 | 4.6419 | 1.1135 | 2.931 | 12.4391 | 1.6763 | 0.30041 | 5.9617 | 5.4817
2 | 1.1273 | Moderate | 2 | Low | High | In | Low | Ref | 1870 | 27856.5 | 7.6355 | 27954.3094 | ESR-4h-14 | 8.7529 | 2.0996 | 3.0857 | 12.8208 | 1.7564 | 0.39702 | 5.9617 | 5.7438
2 | 1.1483 | Zero | 4 | Low | High | In | Mid | Ref | 1871 | 27856.5 | 7.84 | 27920.2872 | ESR-4h-15 | 7.7916 | 1.869 | 3.7407 | 13.4496 | 1.8863 | 0.55349 | 5.9617 | 6.1684
2 | 0.97376 | Moderate | 8 | High | Low | In | High | Ref | 1872 | 27856.5 | 5.3906 | 28366.6643 | NY-3 | 4.4482 | 1.067 | 3.4834 | 9.9411 | 1.0382 | 0 | 5.9617 | 3.3952
2 | 1.156 | Large | 8 | Mid | Mid | Out | Mid | DERBreakthrough | 1873 | 28095.27 | 8.2453 | 28104.4822 | NewCT1-3 | 8.661 | 2.0775 | 4.0529 | 14.3757 | 2.0811 | 0.78832 | 5.9617 | 6.8056
2 | 0.84685 | Zero | 2 | Mid | Low | In | High | Ref | 1874 | 27856.5 | 8.2453 | 27866.3266 | NewCT1-1 | 7.5226 | 1.8044 | 2.4628 | 12.5125 | 1.6945 | 0.32234 | 5.9617 | 5.5412
2 | 1.1016 | Large | 2 | Mid | High | Out | High | DERBreakthrough | 1875 | 28095.27 | 5.7667 | 28528.0722 | CC-4 | 7.7754 | 1.8651 | 2.8757 | 10.5076 | 1.2075 | 0 | 5.9617 | 3.9486
2 | 0.78539 | Moderate | 6 | High | Low | In | High | LimitedEE | 1876 | 30710.37 | 8.9953 | 30605.6017 | NewCT2-3 | 8.9312 | 2.1423 | 3.0976 | 14.2352 | 2.0566 | 0.75881 | 5.9617 | 6.7255
2 | 0.7823 | Moderate | 2 | High | Low | In | Mid | Ref | 1877 | 27856.5 | 6.2959 | 28186.6643 | NY-4 | 5.2591 | 1.2615 | 3.4678 | 11.0252 | 1.3533 | 0 | 5.9617 | 4.4255
2 | 1.0835 | Moderate | 8 | Low | Mid | In | Mid | Ref | 1878 | 27856.5 | 8.2453 | 27858.4287 | NewCT1-1 | 6.3904 | 1.5329 | 3.384 | 13.1621 | 1.8272 | 0.48235 | 5.9617 | 5.9754
2 | 0.93174 | Moderate | 6 | Mid | High | In | Low | AllOptions | 1879 | 29266.38 | 8.2453 | 29275.4704 | NewCT1-1 | 4.7615 | 1.1422 | 2.8626 | 12.25 | 1.6365 | 0.25249 | 5.9617 | 5.3517
2 | 0.85084 | Moderate | 4 | High | High | Out | High | AllOptions | 1880 | 29266.38 | 8.2453 | 29275.6151 | NewCT1-1 | 9.7414 | 2.3367 | 3.2293 | 13.8112 | 1.9659 | 0.64944 | 5.9617 | 6.4287
2 | 1.2014 | Zero | 8 | Low | Low | In | High | LimitedEE | 1881 | 30710.37 | 10.8506 | 30349.8585 | ESR-4h-16 | 10.1686 | 2.4392 | 2.6278 | 15.9175 | 2.4164 | 1.1924 | 5.9617 | 7.9019
2 | 0.97695 | Moderate | 6 | Mid | High | In | Low | Ref | 1882 | 27856.5 | 4.4329 | 28584.0722 | NY-2 | 6.9901 | 1.6767 | 3.6767 | 9.7863 | 0.99181 | 0 | 5.9617 | 3.2434
2 | 0.99957 | Large | 8 | High | High | In | Mid | AllOptions | 1883 | 29266.38 | 4.3865 | 30005.3822 | CC-4 | 3.7343 | 0.89576 | 3.2531 | 8.5353 | 0.63162 | 0 | 5.9617 | 2.0655
2 | 0.81548 | Moderate | 6 | High | Mid | In | High | DERBreakthrough | 1884 | 28095.27 | 4.3 | 28856.818 | NY-2 | 4.3651 | 1.0471 | 3.5209 | 8.868 | 0.72621 | 0 | 5.9617 | 2.3748
2 | 0.93492 | Large | 2 | Mid | Mid | In | Mid | DERBreakthrough | 1885 | 28095.27 | 6.2978 | 28425.0722 | CC-4 | 7.4179 | 1.7793 | 3.107 | 11.1841 | 1.4022 | 0 | 5.9617 | 4.5855
2 | 1.2263 | Zero | 4 | Low | Mid | In | High | LimitedEE | 1886 | 30710.37 | 12.8653 | 30110.7322 | ESR-4h-21 | 8.256 | 1.9804 | 3.195 | 18.0406 | 2.8639 | 1.7317 | 5.9617 | 9.3653
2 | 0.81367 | Large | 6 | Mid | Mid | In | High | DERBreakthrough | 1887 | 28095.27 | 4.7162 | 28755.0722 | CC-4 | 4.757 | 1.1411 | 2.6402 | 8.4974 | 0.6253 | 0 | 5.9617 | 2.0448
2 | 1.0908 | Zero | 2 | Low | High | In | High | DERBreakthrough | 1888 | 28095.27 | 7.2819 | 28250.5525 | ESR-4h-16 | 6.4448 | 1.5459 | 2.7756 | 11.6034 | 1.4998 | 0.087671 | 5.9617 | 4.9045
2 | 1.1411 | Moderate | 4 | Mid | Mid | In | Mid | LimitedEE | 1889 | 30710.37 | 13.1694 | 30115.9898 | ESR-4h-24 | 13.5075 | 3.2401 | 4.1967 | 20.6061 | 3.4029 | 2.3813 | 5.9617 | 11.1278
2 | 0.9238 | Moderate | 8 | Mid | Mid | Out | Low | LimitedEE | 1890 | 30710.37 | 11.1057 | 30317.3337 | ESR-4h-29 | 12.9677 | 3.1106 | 3.1036 | 17.3198 | 2.7114 | 1.5479 | 5.9617 | 8.8666
2 | 1.1097 | Zero | 2 | Mid | Mid | In | Mid | DERBreakthrough | 1891 | 28095.27 | 8.2453 | 28104.1624 | NewCT1-1 | 8.944 | 2.1454 | 2.6459 | 13.0365 | 1.8047 | 0.45518 | 5.9617 | 5.9017
2 | 1.1796 | Large | 6 | Mid | High | In | High | DERBreakthrough | 1892 | 28095.27 | 2.4497 | 29428.0722 | NY-3 | 3.3513 | 0.80388 | 3.5909 | 6.8445 | 0.13784 | 0 | 5.9617 | 0.45075
2 | 0.80974 | Large | 4 | High | High | In | High | DERBreakthrough | 1893 | 28095.27 | 1.6638 | 29788.65 | NY-2 | 2.1077 | 0.50557 | 2.1997 | 4.369 | -0.57066 | 0 | 5.9617 | -1.8661
2 | 0.80227 | Zero | 2 | Mid | High | In | Mid | DERBreakthrough | 1894 | 28095.27 | 5.1914 | 28648.0722 | CC-4 | 5.6073 | 1.345 | 2.5654 | 9.1018 | 0.80145 | 0 | 5.9617 | 2.6209
2 | 0.86973 | Large | 8 | Mid | Mid | In | Mid | AllOptions | 1895 | 29266.38 | 8.2453 | 29274.499 | NewCT1-3 | 7.6132 | 1.8262 | 3.5016 | 13.5731 | 1.9138 | 0.58668 | 5.9617 | 6.2585
2 | 1.0708 | Large | 8 | Mid | Low | In | Low | DERBreakthrough | 1896 | 28095.27 | 8.2453 | 28100.538 | NewCT1-2 | 9.3228 | 2.2363 | 3.0833 | 13.5649 | 1.9144 | 0.5874 | 5.9617 | 6.2604
2 | 1.0767 | Zero | 4 | High | Mid | In | Mid | AllOptions | 1897 | 29266.38 | 8.2453 | 29268.4934 | NewCT1-2 | 7.0992 | 1.7029 | 3.4143 | 13.3625 | 1.8696 | 0.53339 | 5.9617 | 6.1139
2 | 1.0551 | Large | 2 | Mid | High | In | Mid | LimitedEE | 1898 | 30710.37 | 11.7534 | 30238.8776 | ESR-4h-23 | 11.2287 | 2.6934 | 2.27 | 16.7168 | 2.588 | 1.3992 | 5.9617 | 8.4632
2 | 1.1256 | Zero | 6 | Mid | High | Out | Low | AllOptions | 1899 | 29266.38 | 8.9953 | 29163.9296 | NewCT2-2 | 9.5201 | 2.2836 | 2.7969 | 14.0758 | 2.0245 | 0.72003 | 5.9617 | 6.6203
2 | 1.0574 | Large | 6 | Mid | Low | Out | Mid | AllOptions | 1900 | 29266.38 | 11.6994 | 28801.0722 | NewCT2-3 | 9.2724 | 2.2242 | 2.7112 | 16.6348 | 2.5682 | 1.3753 | 5.9617 | 8.3983
2 | 1.0417 | Large | 8 | High | Mid | Out | Mid | LimitedEE | 1901 | 30710.37 | 8.9953 | 30608.0661 | NewCT2-4 | 10.2962 | 2.4698 | 3.7204 | 15.1854 | 2.2549 | 0.99771 | 5.9617 | 7.3737
2 | 0.80098 | Large | 2 | Mid | Mid | In | High | LimitedEE | 1902 | 30710.37 | 12.5158 | 30150.0504 | NewCT2-1 | 13.1095 | 3.1446 | 4.2221 | 19.8825 | 3.2491 | 2.196 | 5.9617 | 10.6251
2 | 0.83757 | Zero | 6 | Mid | Low | In | Low | Ref | 1903 | 27856.5 | 8.2453 | 27866.3556 | NewCT1-2 | 6.4622 | 1.5501 | 3.6724 | 13.4678 | 1.8905 | 0.5586 | 5.9617 | 6.1823
2 | 1.1161 | Moderate | 2 | Mid | High | In | High | LimitedEE | 1904 | 30710.37 | 9.9346 | 30468.0722 | NewCT2-1 | 12.6825 | 3.0422 | 4.2204 | 17.1971 | 2.6791 | 1.509 | 5.9617 | 8.761
2 | 1.1441 | Moderate | 6 | Mid | Low | In | High | LimitedEE | 1905 | 30710.37 | 10.994 | 30331.0722 | NewCT2-3 | 7.843 | 1.8813 | 3.2123 | 16.0876 | 2.4492 | 1.2319 | 5.9617 | 8.0093
2 | 0.77716 | Zero | 6 | Mid | High | In | High | DERBreakthrough | 1906 | 28095.27 | 3.8336 | 28978.0722 | CC-3 | 3.3889 | 0.8129 | 3.0491 | 7.6956 | 0.38924 | 0 | 5.9617 | 1.2729
2 | 0.90938 | Large | 8 | High | Low | In | High | Ref | 1907 | 27856.5 | 4.1057 | 28666.6643 | CC-4 | 3.599 | 0.86329 | 2.951 | 7.92 | 0.45517 | 0 | 5.9617 | 1.4885
2 | 0.97015 | Zero | 4 | High | High | In | Low | LimitedEE | 1908 | 30710.37 | 8.9953 | 30608.0534 | NewCT2-2 | 12.6624 | 3.0374 | 4.2536 | 16.2862 | 2.4855 | 1.2757 | 5.9617 | 8.1281
2 | 0.95368 | Moderate | 2 | Low | Low | Out | High | AllOptions | 1909 | 29266.38 | 13.6872 | 28408.5452 | ESR-4h-31 | 13.52 | 3.2431 | 2.9931 | 19.9233 | 3.2646 | 2.2147 | 5.9617 | 10.6759
2 | 0.78947 | Zero | 8 | High | Low | In | Low | DERBreakthrough | 1910 | 28095.27 | 8.2453 | 28105.013 | NewCT1-2 | 10.7153 | 2.5703 | 3.1885 | 14.0041 | 2.0071 | 0.69907 | 5.9617 | 6.5634
2 | 0.87927 | Large | 6 | High | Mid | Out | High | AllOptions | 1911 | 29266.38 | 8.427 | 29238.6643 | NewCT1-3 | 10.557 | 2.5323 | 3.5311 | 14.4904 | 2.1084 | 0.82117 | 5.9617 | 6.8947
2 | 0.79523 | Zero | 8 | Mid | High | In | Mid | LimitedEE | 1912 | 30710.37 | 8.2453 | 30713.1937 | NewCT1-3 | 5.8092 | 1.3935 | 4.3986 | 14.0373 | 2.0074 | 0.69942 | 5.9617 | 6.5644
2 | 1.1406 | Large | 8 | Low | High | In | High | DERBreakthrough | 1913 | 28095.27 | 7.7647 | 28172.4428 | ESR-4h-11 | 6.4336 | 1.5432 | 2.5556 | 11.8636 | 1.5562 | 0.15571 | 5.9617 | 5.0891
2 | 1.0266 | Moderate | 8 | Low | Mid | In | Low | LimitedEE | 1914 | 30710.37 | 9.1451 | 30577.2322 | NewCT2-4 | 6.445 | 1.546 | 4.1346 | 14.8256 | 2.1762 | 0.90287 | 5.9617 | 7.1164
2 | 0.90816 | Zero | 6 | Mid | Low | In | Low | Ref | 1915 | 27856.5 | 8.2453 | 27866.1557 | NewCT1-3 | 7.7266 | 1.8534 | 3.5923 | 13.691 | 1.9383 | 0.61623 | 5.9617 | 6.3386
2 | 0.79155 | Zero | 4 | High | Low | In | Low | DERBreakthrough | 1916 | 28095.27 | 8.2453 | 28105.013 | NewCT1-2 | 6.886 | 1.6518 | 3.0864 | 12.9834 | 1.791 | 0.43862 | 5.9617 | 5.8567
2 | 1.005 | Large | 6 | Low | High | In | High | DERBreakthrough | 1917 | 28095.27 | 6.4481 | 28397.3131 | ESR-4h-13 | 5.8068 | 1.3929 | 3.5284 | 11.3694 | 1.4459 | 0.022715 | 5.9617 | 4.7282
2 | 1.0701 | Moderate | 6 | High | High | In | High | DERBreakthrough | 1918 | 28095.27 | 2.0753 | 29585.3822 | CC-2 | 2.357 | 0.56537 | 2.458 | 5.0987 | -0.36066 | 0 | 5.9617 | -1.1794
2 | 0.95186 | Zero | 6 | Mid | Low | Out | High | DERBreakthrough | 1919 | 28095.27 | 8.9953 | 27991.3228 | NewCT2-1 | 7.4886 | 1.7963 | 3.086 | 13.8776 | 1.9808 | 0.66739 | 5.9617 | 6.4774
2 | 0.85861 | Large | 8 | Mid | High | In | Mid | DERBreakthrough | 1920 | 28095.27 | 3 | 29230.3459 | NY-4 | 2.7951 | 0.67047 | 2.6662 | 6.3366 | -0.0026201 | 0 | 5.9617 | -0.008568
2 | 0.97268 | Large | 2 | Mid | Mid | In | High | Ref | 1921 | 27856.5 | 3.7765 | 28755.0722 | NY-5 | 4.9745 | 1.1932 | 3.1696 | 8.1393 | 0.51722 | 0 | 5.9617 | 1.6914
2 | 1.1393 | Moderate | 8 | Mid | High | In | Low | DERBreakthrough | 1922 | 28095.27 | 5 | 28691.7985 | NY-3 | 5.1825 | 1.2431 | 3.4706 | 9.7137 | 0.97229 | 0 | 5.9617 | 3.1795
2 | 0.93051 | Moderate | 2 | Mid | Mid | In | High | DERBreakthrough | 1923 | 28095.27 | 5.8 | 28523.2254 | NY-4 | 5.8742 | 1.409 | 4.2285 | 11.4376 | 1.4564 | 0.035456 | 5.9617 | 4.7628
2 | 0.97474 | Large | 6 | Low | High | Out | Low | LimitedEE | 1924 | 30710.37 | 10.4318 | 30402.9391 | ESR-4h-27 | 8.7983 | 2.1105 | 2.9316 | 15.4739 | 2.3205 | 1.0768 | 5.9617 | 7.5884
2 | 0.81148 | Moderate | 8 | High | High | In | Low | LimitedEE | 1925 | 30710.37 | 8.2453 | 30714.0743 | NewCT1-3 | 8.9836 | 2.1549 | 2.8636 | 13.2638 | 1.8517 | 0.51185 | 5.9617 | 6.0554
2 | 0.93994 | Large | 4 | Mid | High | In | High | LimitedEE | 1926 | 30710.37 | 8.9953 | 30607.6701 | NewCT2-1 | 10.3736 | 2.4883 | 3.5274 | 15.011 | 2.2189 | 0.95438 | 5.9617 | 7.2562
2 | 1.0356 | Moderate | 4 | High | Low | In | Mid | LimitedEE | 1927 | 30710.37 | 13.6872 | 29816.6643 | NewCT2-2 | 12.7558 | 3.0598 | 2.873 | 19.6199 | 3.2009 | 2.1379 | 5.9617 | 10.4674
2 | 1.115 | Moderate | 8 | Mid | Low | Out | High | Ref | 1928 | 27856.5 | 8.2453 | 27866.2022 | NewCT1-3 | 8.5345 | 2.0472 | 3.483 | 13.7755 | 1.9569 | 0.63859 | 5.9617 | 6.3993
2 | 0.81503 | Large | 4 | Mid | High | In | Low | Ref | 1929 | 27856.5 | 3.3337 | 28884.0722 | CC-3 | 3.5543 | 0.85258 | 3.6366 | 7.8229 | 0.42172 | 0 | 5.9617 | 1.3791
2 | 1.0085 | Moderate | 8 | Mid | High | In | High | Ref | 1930 | 27856.5 | 3.0378 | 28978.0722 | CC-3 | 4.1112 | 0.98616 | 2.5565 | 6.5805 | 0.069068 | 0 | 5.9617 | 0.22586
2 | 1.0577 | Zero | 6 | Low | Mid | In | Mid | AllOptions | 1931 | 29266.38 | 8.9953 | 29163.7702 | NewCT2-2 | 10.8009 | 2.5908 | 3.2831 | 14.8692 | 2.1902 | 0.91975 | 5.9617 | 7.1622
2 | 1.0369 | Large | 6 | High | Mid | Out | High | LimitedEE | 1932 | 30710.37 | 10.8536 | 30348.6643 | NewCT2-3 | 7.3863 | 1.7718 | 3.5696 | 16.195 | 2.47 | 1.257 | 5.9617 | 8.0773
2 | 0.77569 | Large | 2 | Mid | Low | In | High | LimitedEE | 1933 | 30710.37 | 13.6872 | 29492.1915 | NewCT2-1 | 9.1699 | 2.1996 | 3.4517 | 19.3384 | 3.1379 | 2.062 | 5.9617 | 10.2615
2 | 1.1975 | Moderate | 4 | Mid | Low | In | High | LimitedEE | 1934 | 30710.37 | 13.6872 | 29591.0722 | NewCT2-2 | 10.6564 | 2.5562 | 4.8762 | 21.1195 | 3.508 | 2.5081 | 5.9617 | 11.4718
2 | 0.77464 | Moderate | 4 | Mid | High | In | Mid | AllOptions | 1935 | 29266.38 | 7.1392 | 29446.1399 | ESR-4h-22 | 6.3743 | 1.529 | 2.9518 | 11.62 | 1.5023 | 0.090727 | 5.9617 | 4.9128
2 | 1.0072 | Zero | 2 | Mid | High | In | High | AllOptions | 1936 | 29266.38 | 8.1695 | 29278.0722 | NY-2 | 11.2261 | 2.6928 | 3.1404 | 14.0027 | 2.007 | 0.69903 | 5.9617 | 6.5633
2 | 0.96946 | Moderate | 2 | High | High | In | Mid | Ref | 1937 | 27856.5 | 2.2862 | 29255.3822 | CC-2 | 3.5327 | 0.8474 | 3.0846 | 6.2182 | -0.040235 | 0 | 5.9617 | -0.13157
2 | 0.76969 | Large | 6 | High | Low | In | Low | AllOptions | 1938 | 29266.38 | 8.9953 | 29161.0059 | NewCT2-1 | 6.6801 | 1.6024 | 4.2554 | 14.8531 | 2.1813 | 0.90907 | 5.9617 | 7.1332
2 | 0.90604 | Zero | 8 | High | Mid | In | High | AllOptions | 1939 | 29266.38 | 8.2453 | 29268.3017 | NewCT1-2 | 9.9343 | 2.383 | 3.3989 | 14.0271 | 2.0108 | 0.70353 | 5.9617 | 6.5755
2 | 0.87362 | Large | 2 | High | Mid | Out | Mid | AllOptions | 1940 | 29266.38 | 13.6872 | 28538.6643 | NewCT2-1 | 12.1858 | 2.923 | 3.0155 | 19.6256 | 3.2013 | 2.1384 | 5.9617 | 10.4688
2 | 0.83714 | Zero | 4 | High | Mid | In | High | Ref | 1941 | 27856.5 | 4.455 | 28578.6643 | CC-4 | 6.1426 | 1.4734 | 3.6486 | 9.577 | 0.93122 | 0 | 5.9617 | 3.0452
2 | 0.78493 | Moderate | 4 | High | Low | In | Mid | DERBreakthrough | 1942 | 28095.27 | 6.7821 | 28336.6643 | NY-5 | 5.1027 | 1.224 | 2.6397 | 10.6458 | 1.2494 | 0 | 5.9617 | 4.0858
2 | 0.88006 | Large | 2 | High | Low | In | Mid | LimitedEE | 1943 | 30710.37 | 13.6872 | 29076.6643 | NewCT2-1 | 11.7046 | 2.8076 | 3.8406 | 20.3354 | 3.3474 | 2.3144 | 5.9617 | 10.9464
2 | 1.1471 | Zero | 6 | Mid | Low | In | High | AllOptions | 1944 | 29266.38 | 8.9953 | 29163.5181 | NewCT2-1 | 7.8852 | 1.8914 | 3.5474 | 14.4341 | 2.0963 | 0.80665 | 5.9617 | 6.8553
2 | 1.0462 | Large | 2 | Low | Low | In | Low | DERBreakthrough | 1945 | 28095.27 | 9.6464 | 27892.8385 | ESR-4h-20 | 6.9436 | 1.6656 | 2.6532 | 13.9652 | 2.0018 | 0.69271 | 5.9617 | 6.5461
2 | 0.97647 | Large | 8 | Mid | Mid | In | Mid | AllOptions | 1946 | 29266.38 | 8.2453 | 29274.499 | NewCT1-3 | 4.9015 | 1.1757 | 3.7644 | 13.1854 | 1.8301 | 0.48573 | 5.9617 | 5.9845
2 | 0.83781 | Large | 2 | Mid | High | Out | High | LimitedEE | 1947 | 30710.37 | 13.6872 | 29950.7683 | ESR-4h-29 | 12.2745 | 2.9443 | 3.2908 | 19.9222 | 3.2627 | 2.2124 | 5.9617 | 10.6697
2 | 0.79759 | Zero | 6 | Mid | Low | In | Low | LimitedEE | 1948 | 30710.37 | 11.424 | 30278.1915 | NY-5 | 13.3331 | 3.1982 | 2.7395 | 17.3616 | 2.7223 | 1.5611 | 5.9617 | 8.9023
2 | 0.9736 | Zero | 4 | Mid | High | In | High | DERBreakthrough | 1949 | 28095.27 | 3.8336 | 28978.0722 | CC-3 | 4.2586 | 1.0215 | 3.5112 | 8.3664 | 0.58057 | 0 | 5.9617 | 1.8986
2 | 1.1585 | Large | 8 | Low | Low | In | Mid | AllOptions | 1950 | 29266.38 | 8.9953 | 29158.4179 | NewCT2-3 | 10.0146 | 2.4022 | 2.7821 | 14.1796 | 2.0466 | 0.74669 | 5.9617 | 6.6926
2 | 0.8944 | Zero | 4 | High | High | In | Mid | DERBreakthrough | 1951 | 28095.27 | 2.9228 | 29255.3822 | CC-2 | 3.7203 | 0.8924 | 3.9327 | 7.7478 | 0.39766 | 0 | 5.9617 | 1.3004
2 | 0.82934 | Zero | 4 | High | Low | In | Low | LimitedEE | 1952 | 30710.37 | 13.6872 | 29452.6643 | NY-5 | 11.2527 | 2.6992 | 4.6085 | 20.9949 | 3.4831 | 2.478 | 5.9617 | 11.3902
2 | 1.1081 | Large | 4 | Mid | High | Out | Mid | AllOptions | 1953 | 29266.38 | 8.9953 | 29163.9503 | NewCT2-1 | 7.2964 | 1.7502 | 3.7364 | 14.4818 | 2.1054 | 0.81759 | 5.9617 | 6.885
2 | 0.90762 | Zero | 8 | Mid | High | In | Low | Ref | 1954 | 27856.5 | 5.7929 | 28284.0722 | CC-4 | 5.5289 | 1.3262 | 3.2578 | 10.3769 | 1.1666 | 0 | 5.9617 | 3.8149
2 | 1.0119 | Large | 8 | Mid | Mid | In | High | Ref | 1955 | 27856.5 | 3.7765 | 28755.0722 | NY-5 | 3.9189 | 0.94003 | 2.7359 | 7.4525 | 0.321 | 0 | 5.9617 | 1.0497
2 | 1.1781 | Moderate | 6 | Low | Mid | Out | Low | LimitedEE | 1956 | 30710.37 | 13.6872 | 28956.7322 | ESR-4h-21 | 11.0281 | 2.6453 | 3.13 | 19.4624 | 3.166 | 2.0959 | 5.9617 | 10.3535
2 | 0.931 | Large | 2 | High | Low | In | High | LimitedEE | 1957 | 30710.37 | 13.6872 | 29406.6643 | NewCT2-1 | 11.3996 | 2.7344 | 2.8632 | 19.2847 | 3.1298 | 2.0522 | 5.9617 | 10.235
2 | 0.87767 | Moderate | 6 | High | High | In | Mid | Ref | 1958 | 27856.5 | 2.2862 | 29255.3822 | CC-2 | 2.7708 | 0.66463 | 2.5428 | 5.4936 | -0.24658 | 0 | 5.9617 | -0.80637
2 | 0.9015 | Zero | 8 | Mid | Low | In | High | Ref | 1959 | 27856.5 | 8.2453 | 27866.3266 | NewCT1-1 | 5.608 | 1.3452 | 4.2564 | 13.8469 | 1.9677 | 0.65165 | 5.9617 | 6.4347
2 | 0.89619 | Moderate | 8 | Mid | Mid | Out | Low | AllOptions | 1960 | 29266.38 | 8.9953 | 29161.1067 | NewCT2-3 | 10.2484 | 2.4583 | 2.8277 | 14.2813 | 2.0679 | 0.77242 | 5.9617 | 6.7624
2 | 0.85065 | Moderate | 2 | Mid | Mid | Out | Low | DERBreakthrough | 1961 | 28095.27 | 8.9953 | 27988.6097 | NewCT2-1 | 6.7174 | 1.6113 | 2.8686 | 13.4752 | 1.8966 | 0.5659 | 5.9617 | 6.2021
2 | 0.95594 | Zero | 6 | Low | Mid | Out | Mid | LimitedEE | 1962 | 30710.37 | 12.002 | 30209.4269 | ESR-4h-31 | 15.1745 | 3.6399 | 2.5347 | 18.1766 | 2.8964 | 1.7709 | 5.9617 | 9.4718
2 | 0.88401 | Moderate | 6 | Mid | Mid | In | Low | Ref | 1963 | 27856.5 | 6.9918 | 28061.0722 | NY-5 | 9.3705 | 2.2477 | 2.9167 | 12.1561 | 1.6163 | 0.22812 | 5.9617 | 5.2856
2 | 1.1583 | Large | 6 | Mid | High | In | Mid | LimitedEE | 1964 | 30710.37 | 8.9953 | 30606.0728 | NewCT2-1 | 10.5705 | 2.5356 | 3.123 | 14.6538 | 2.1453 | 0.86572 | 5.9617 | 7.0156
2 | 0.76706 | Moderate | 6 | High | Mid | In | Mid | AllOptions | 1965 | 29266.38 | 8.2453 | 29274.0634 | NewCT1-1 | 6.8121 | 1.634 | 3.1797 | 13.059 | 1.8065 | 0.45733 | 5.9617 | 5.9075
2 | 1.1399 | Zero | 6 | Low | Low | Out | High | AllOptions | 1966 | 29266.38 | 10.9267 | 28895.9893 | ESR-4h-20 | 7.4247 | 1.781 | 3.749 | 16.4567 | 2.5246 | 1.3228 | 5.9617 | 8.2557
2 | 1.2292 | Moderate | 6 | Low | Low | In | Mid | AllOptions | 1967 | 29266.38 | 9.2579 | 29117.2322 | NewCT2-3 | 7.9435 | 1.9054 | 3.9368 | 15.1001 | 2.2355 | 0.97443 | 5.9617 | 7.3105
2 | 1.1926 | Moderate | 6 | Mid | High | In | High | LimitedEE | 1968 | 30710.37 | 8.2453 | 30719.1317 | NewCT1-3 | 6.8183 | 1.6355 | 2.7872 | 12.668 | 1.7257 | 0.35994 | 5.9617 | 5.6432
2 | 1.0841 | Moderate | 2 | Low | High | In | Mid | AllOptions | 1969 | 29266.38 | 8.9826 | 29156.5862 | ESR-4h-18 | 7.5059 | 1.8005 | 2.6033 | 13.3863 | 1.8792 | 0.54495 | 5.9617 | 6.1452
2 | 1.1867 | Moderate | 8 | Mid | Low | Out | High | Ref | 1970 | 27856.5 | 8.2453 | 27866.2022 | NewCT1-3 | 10.3045 | 2.4717 | 3.0447 | 13.7617 | 1.9564 | 0.63801 | 5.9617 | 6.3977
2 | 1.0561 | Zero | 8 | Mid | Low | In | Mid | DERBreakthrough | 1971 | 28095.27 | 8.2453 | 28097.8401 | NewCT1-3 | 8.9353 | 2.1433 | 3.0843 | 13.4729 | 1.8949 | 0.56386 | 5.9617 | 6.1965
2 | 0.8646 | Large | 8 | Mid | Mid | In | High | Ref | 1972 | 27856.5 | 3.7765 | 28755.0722 | NY-5 | 3.5538 | 0.85245 | 2.953 | 7.582 | 0.35696 | 0 | 5.9617 | 1.1673
2 | 0.94377 | Large | 4 | Mid | Low | In | Mid | LimitedEE | 1973 | 30710.37 | 13.6872 | 29902.1915 | ESR-4h-28 | 7.6554 | 1.8363 | 5.4618 | 20.9853 | 3.4763 | 2.4698 | 5.9617 | 11.368
2 | 0.93416 | Moderate | 6 | Mid | Low | In | High | LimitedEE | 1974 | 30710.37 | 9.764 | 30491.4328 | ESR-4h-23 | 6.3948 | 1.5339 | 4.3544 | 15.6523 | 2.3504 | 1.1129 | 5.9617 | 7.6862
2 | 1.2187 | Moderate | 6 | Low | Low | In | High | LimitedEE | 1975 | 30710.37 | 12.7981 | 30118.2322 | ESR-4h-20 | 11.8836 | 2.8505 | 4.7102 | 20.3588 | 3.3475 | 2.3146 | 5.9617 | 10.9468
2 | 1.0484 | Large | 6 | High | Low | Out | High | Ref | 1976 | 27856.5 | 8.2453 | 27858.6369 | NewCT1-2 | 9.9488 | 2.3864 | 2.7475 | 13.3792 | 1.8769 | 0.54215 | 5.9617 | 6.1376
2 | 1.0188 | Moderate | 2 | Mid | Mid | In | High | LimitedEE | 1977 | 30710.37 | 13.2949 | 30108.0174 | ESR-4h-29 | 14.3963 | 3.4533 | 3.8101 | 20.5582 | 3.3948 | 2.3716 | 5.9617 | 11.1017
2 | 0.92153 | Moderate | 6 | High | Low | In | Low | AllOptions | 1978 | 29266.38 | 8.9953 | 29161.0059 | NewCT2-1 | 7.4407 | 1.7848 | 3.7148 | 14.4949 | 2.1083 | 0.82108 | 5.9617 | 6.8945
2 | 1.1127 | Zero | 4 | Mid | Low | In | Low | DERBreakthrough | 1979 | 28095.27 | 8.9953 | 27992.4507 | NewCT2-1 | 8.2129 | 1.97 | 2.4002 | 13.3655 | 1.8759 | 0.54101 | 5.9617 | 6.1345
2 | 0.85329 | Large | 8 | High | Low | Out | Mid | LimitedEE | 1980 | 30710.37 | 12.992 | 30096.6643 | NewCT2-4 | 8.6327 | 2.0707 | 4.0831 | 19.1458 | 3.0935 | 2.0085 | 5.9617 | 10.1162
2 | 0.81829 | Zero | 8 | Mid | Mid | In | Low | DERBreakthrough | 1981 | 28095.27 | 8.2453 | 28099.4465 | NewCT1-1 | 7.5531 | 1.8118 | 3.4922 | 13.5493 | 1.9088 | 0.58066 | 5.9617 | 6.2421
2 | 0.80948 | Moderate | 4 | Mid | Low | In | Mid | AllOptions | 1982 | 29266.38 | 8.9953 | 29163.9544 | NewCT2-1 | 9.3775 | 2.2494 | 3.1032 | 14.3479 | 2.0805 | 0.7876 | 5.9617 | 6.8036
2 | 0.87182 | Moderate | 2 | Mid | Low | In | High | LimitedEE | 1983 | 30710.37 | 13.6872 | 29492.1915 | ESR-4h-28 | 12.2166 | 2.9304 | 4.0485 | 20.6661 | 3.4164 | 2.3976 | 5.9617 | 11.1722
2 | 0.9396 | Moderate | 2 | Low | High | Out | Low | Ref | 1984 | 27856.5 | 8.1882 | 27865.9264 | ESR-4h-23 | 9.4357 | 2.2634 | 2.6132 | 13.0647 | 1.8109 | 0.46261 | 5.9617 | 5.9218
2 | 1.1378 | Moderate | 8 | Low | Low | In | High | AllOptions | 1985 | 29266.38 | 8.9953 | 29161.3431 | NewCT2-2 | 5.7422 | 1.3774 | 3.5126 | 13.8852 | 1.98 | 0.66647 | 5.9617 | 6.4749
2 | 1.0067 | Moderate | 4 | Mid | Low | In | Low | LimitedEE | 1986 | 30710.37 | 13.6872 | 29538.1915 | ESR-4h-29 | 8.9001 | 2.1349 | 4.2427 | 20.0647 | 3.2877 | 2.2425 | 5.9617 | 10.7512
2 | 0.9954 | Large | 2 | Mid | High | In | Mid | AllOptions | 1987 | 29266.38 | 7.4209 | 29398.0722 | CC-4 | 4.774 | 1.1451 | 3.7541 | 12.3202 | 1.6464 | 0.26445 | 5.9617 | 5.3841
2 | 1.2004 | Large | 2 | Mid | Mid | In | High | LimitedEE | 1988 | 30710.37 | 13.6872 | 29495.0722 | NewCT2-1 | 10.9426 | 2.6248 | 3.5166 | 19.8286 | 3.2416 | 2.187 | 5.9617 | 10.6005
2 | 1.1488 | Zero | 8 | Low | Mid | In | High | DERBreakthrough | 1989 | 28095.27 | 8.2453 | 28098.1845 | NewCT1-2 | 6.6021 | 1.5836 | 2.8145 | 12.6434 | 1.7203 | 0.35348 | 5.9617 | 5.6257
2 | 1.0484 | Large | 2 | Low | Low | In | Low | LimitedEE | 1990 | 30710.37 | 13.6872 | 28563.7322 | ESR-4h-27 | 12.191 | 2.9243 | 4.7439 | 21.3553 | 3.5588 | 2.5693 | 5.9617 | 11.6379
2 | 1.1968 | Zero | 8 | Mid | Mid | In | High | Ref | 1991 | 27856.5 | 7.1 | 28043.6825 | NY-1 | 6.7763 | 1.6254 | 3.783 | 12.5084 | 1.6863 | 0.31242 | 5.9617 | 5.5143
2 | 0.80232 | Large | 6 | High | Low | In | High | LimitedEE | 1992 | 30710.37 | 8.9953 | 30605.6017 | NewCT2-3 | 8.7199 | 2.0917 | 3.686 | 14.773 | 2.1675 | 0.89242 | 5.9617 | 7.088
2 | 0.80317 | Large | 8 | Mid | Low | Out | Low | LimitedEE | 1993 | 30710.37 | 13.6872 | 29818.1915 | ESR-4h-28 | 8.6852 | 2.0833 | 2.9232 | 18.6937 | 3.004 | 1.9006 | 5.9617 | 9.8236
2 | 1.1629 | Zero | 4 | Mid | Low | In | High | Ref | 1994 | 27856.5 | 8.2453 | 27866.3266 | NewCT1-1 | 7.9716 | 1.9122 | 2.8434 | 13.0008 | 1.796 | 0.44471 | 5.9617 | 5.8732
2 | 1.1275 | Moderate | 8 | Low | Low | In | High | LimitedEE | 1995 | 30710.37 | 9.9188 | 30471.0722 | ESR-4h-17 | 7.7999 | 1.871 | 3.1777 | 14.9675 | 2.2116 | 0.94561 | 5.9617 | 7.2323
2 | 0.8424 | Zero | 6 | High | Low | In | Mid | DERBreakthrough | 1996 | 28095.27 | 8.2453 | 28104.9208 | NewCT1-1 | 9.6915 | 2.3247 | 2.572 | 13.142 | 1.8275 | 0.48266 | 5.9617 | 5.9762
2 | 0.97762 | Moderate | 2 | Mid | High | In | Low | Ref | 1997 | 27856.5 | 4.4329 | 28584.0722 | NY-2 | 4.6084 | 1.1054 | 3.1072 | 8.6455 | 0.66476 | 0 | 5.9617 | 2.1739
2 | 1.0773 | Large | 6 | Low | Mid | In | Mid | Ref | 1998 | 27856.5 | 8.2453 | 27858.4287 | NewCT1-1 | 9.6427 | 2.313 | 4.004 | 14.5623 | 2.121 | 0.83637 | 5.9617 | 6.936
2 | 1.1543 | Zero | 2 | Low | Low | In | Mid | Ref | 1999 | 27856.5 | 9.9829 | 27607.7322 | ESR-4h-15 | 7.6614 | 1.8377 | 2.9611 | 14.7817 | 2.1734 | 0.89954 | 5.9617 | 7.1073
2 | 0.95892 | Moderate | 4 | High | High | Out | Mid | DERBreakthrough | 2000 | 28095.27 | 5.8 | 28522.1301 | NY-4 | 9.7125 | 2.3297 | 4.1142 | 12.2439 | 1.6283 | 0.24252 | 5.9617 | 5.3246
Note on S6: [Threaded comment] Your version of Excel allows you to read this threaded comment; however, any edits to it will get removed if the file is opened in a newer version of Excel. Learn more: https://go.microsoft.com/fwlink/?linkid=870924 Comment: DSCR in the Rating Case corresponds to the average DSCR between 8.9%ile and 16.2%ile of the distribution.

## No MOPR - with WACC adj
All prices and revenues in 2030$/kW-mo (Qualified Capacity)
| Scenario | Average Total Revenue | Standard Deviation of Total Revenue | Bottom 20th Percentile of Total Revenue | Bottom 5th Percentile of Total Revenue | Gross CONE
| NoMOPR | 15.1299 | 4.0882 | 12.2432 | 7.7994 | 15.1366
| Randomly generated supply and demand scenarios | [9 empty] | Auction outcomes |  |  |  | New CT Revenues |  |  | DSCR Inputs
| ESRCostScalar | NYSurplus | NewCTsNumber | ESRScen | SolarScen | NECECStatus | OSWScen | LoadScen | sim | ICR | ClrPrice | Quantity | LastUnit | H | PFPRev | EASRev | TotalRev | DSCR | Tax | ROpex | ROpIncome
| 0.90668 | 'Zero' | 2 | 'Mid' | 'Low' | 'Out' | 'Low' | 'AllOptions' | 1 | 29266.38 | 16.0872 | 27575.5853 | ESR-4h-29 | 9.2966 | 2.23 | 4.025 | 22.3422 | 5.6075 | 2.8266 | 5.9617 | 12.3361
| 1.0874 | 'Moderate' | 4 | 'Low' | 'Mid' | 'Out' | 'High' | 'LimitedEE' | 2 | 30710.37 | 16.0872 | 29507.626 | ESR-4h-28 | 10.9367 | 2.6234 | 3.5089 | 22.2194 | 5.5731 | 2.7987 | 5.9617 | 12.2603
| 0.85747 | 'Moderate' | 2 | 'High' | 'Mid' | 'In' | 'High' | 'LimitedEE' | 3 | 30710.37 | 16.0872 | 30046.0581 | NewCT2-1 | 9.371 | 2.2478 | 3.5649 | 21.8999 | 5.4718 | 2.7166 | 5.9617 | 12.0375
| 0.78239 | 'Zero' | 2 | 'Mid' | 'Mid' | 'Out' | 'High' | 'AllOptions' | 4 | 29266.38 | 12.5454 | 28927.4443 | ESR-4h-28 | 7.7048 | 1.8482 | 3.3147 | 17.7083 | 4.1513 | 1.6459 | 5.9617 | 9.1324
| 0.9129 | 'Moderate' | 6 | 'High' | 'Mid' | 'Out' | 'High' | 'DERBreakthrough' | 5 | 28095.27 | 9.6089 | 28106.0581 | NY-5 | 8.1558 | 1.9563 | 3.0062 | 14.5714 | 3.164 | 0.84543 | 5.9617 | 6.9605
| 1.1366 | 'Zero' | 4 | 'Low' | 'Low' | 'In' | 'Mid' | 'AllOptions' | 6 | 29266.38 | 12.9523 | 28884.5051 | ESR-4h-19 | 9.033 | 2.1668 | 3.1884 | 18.3075 | 4.3414 | 1.8 | 5.9617 | 9.5506
| 1.0844 | 'Large' | 2 | 'Low' | 'Mid' | 'In' | 'Low' | 'Ref' | 7 | 27856.5 | 10.4411 | 27768.4009 | NewCT2-1 | 6.4229 | 1.5407 | 4.0973 | 16.0791 | 3.6307 | 1.2238 | 5.9617 | 7.9872
| 1.0943 | 'Large' | 6 | 'Low' | 'Low' | 'In' | 'Mid' | 'AllOptions' | 8 | 29266.38 | 10.9367 | 29111.0513 | ESR-4h-15 | 9.9949 | 2.3975 | 4.0453 | 17.3795 | 4.0414 | 1.5568 | 5.9617 | 8.8908
| 1.007 | 'Moderate' | 6 | 'High' | 'High' | 'In' | 'Mid' | 'Ref' | 9 | 27856.5 | 2.7516 | 29232.776 | CC-2 | 2.7677 | 0.66388 | 3.4197 | 6.8352 | 0.20282 | 0 | 5.9617 | 0.4462
| 0.84201 | 'Zero' | 4 | 'High' | 'High' | 'In' | 'Mid' | 'LimitedEE' | 10 | 30710.37 | 10.1 | 30659.2583 | NY-5 | 7.1631 | 1.7182 | 3.2501 | 15.0684 | 3.3188 | 0.97093 | 5.9617 | 7.301
| 0.92866 | 'Moderate' | 8 | 'Low' | 'High' | 'In' | 'High' | 'DERBreakthrough' | 11 | 28095.27 | 7.1777 | 28463.022 | ESR-4h-13 | 7.845 | 1.8818 | 2.7759 | 11.8354 | 2.3026 | 0.14702 | 5.9617 | 5.0655
| 1.2122 | 'Moderate' | 2 | 'Low' | 'High' | 'In' | 'Mid' | 'Ref' | 12 | 27856.5 | 9.6911 | 27864.2489 | NewCT1-1 | 6.0265 | 1.4456 | 2.5843 | 13.721 | 2.8992 | 0.63071 | 5.9617 | 6.3779
| 1.0553 | 'Moderate' | 2 | 'Low' | 'High' | 'In' | 'Mid' | 'AllOptions' | 13 | 29266.38 | 10.4411 | 29174.6766 | NewCT2-1 | 9.1215 | 2.188 | 3.5567 | 16.1858 | 3.6688 | 1.2547 | 5.9617 | 8.0711
| 1.2027 | 'Moderate' | 2 | 'Mid' | 'Mid' | 'Out' | 'High' | 'Ref' | 14 | 27856.5 | 9.6911 | 27860.5964 | NewCT1-1 | 6.8552 | 1.6444 | 2.7879 | 14.1233 | 3.0244 | 0.73227 | 5.9617 | 6.6535
| 1.1206 | 'Zero' | 2 | 'Mid' | 'Mid' | 'In' | 'High' | 'Ref' | 15 | 27856.5 | 7.745 | 28132.466 | NY-1 | 6.1217 | 1.4684 | 3.6438 | 12.8572 | 2.6178 | 0.40259 | 5.9617 | 5.759
| 0.88019 | 'Large' | 2 | 'High' | 'High' | 'In' | 'Mid' | 'DERBreakthrough' | 16 | 28095.27 | 2.25 | 29661.7202 | NY-3 | 3.9426 | 0.94572 | 3.504 | 6.6997 | 0.14337 | 0 | 5.9617 | 0.3154
| 1.2217 | 'Large' | 6 | 'Mid' | 'Low' | 'In' | 'Low' | 'Ref' | 17 | 27856.5 | 9.6911 | 27864.157 | NewCT1-2 | 10.8424 | 2.6008 | 3.0538 | 15.3456 | 3.4079 | 1.0432 | 5.9617 | 7.4971
| 1.1167 | 'Moderate' | 8 | 'Mid' | 'Low' | 'Out' | 'Low' | 'Ref' | 18 | 27856.5 | 10.4411 | 27768.232 | NewCT2-1 | 12.9891 | 3.1157 | 3.3403 | 16.8971 | 3.8951 | 1.4382 | 5.9617 | 8.5688
| 1.1006 | 'Large' | 2 | 'Mid' | 'Low' | 'Out' | 'Low' | 'DERBreakthrough' | 19 | 28095.27 | 16.0872 | 27288.466 | ESR-4h-25 | 12.3071 | 2.9521 | 4.585 | 23.6243 | 6.0074 | 3.1508 | 5.9617 | 13.2159
| 1.1151 | 'Large' | 4 | 'Low' | 'Mid' | 'In' | 'Mid' | 'DERBreakthrough' | 20 | 28095.27 | 9.6911 | 28104.0725 | NewCT1-2 | 5.7377 | 1.3763 | 3.4458 | 14.5132 | 3.142 | 0.82759 | 5.9617 | 6.9121
| 1.1553 | 'Moderate' | 6 | 'Low' | 'Low' | 'Out' | 'Low' | 'AllOptions' | 21 | 29266.38 | 15.8951 | 28654.4305 | ESR-4h-26 | 9.3855 | 2.2513 | 3.3567 | 21.5031 | 5.3483 | 2.6164 | 5.9617 | 11.7659
| 1.2307 | 'Moderate' | 4 | 'Mid' | 'Low' | 'In' | 'Mid' | 'LimitedEE' | 22 | 30710.37 | 16.0872 | 29238.466 | NewCT2-2 | 11.7328 | 2.8144 | 2.9971 | 21.8987 | 5.4761 | 2.7201 | 5.9617 | 12.047
| 0.93867 | 'Large' | 2 | 'Mid' | 'High' | 'In' | 'Low' | 'Ref' | 23 | 27856.5 | 3.75 | 28930.8902 | NY-5 | 2.2849 | 0.54808 | 1.9029 | 6.201 | -0.053803 | 0 | 5.9617 | -0.11836
| 1.0658 | 'Zero' | 2 | 'Mid' | 'Mid' | 'In' | 'High' | 'Ref' | 24 | 27856.5 | 7.745 | 28132.466 | NY-1 | 5.4716 | 1.3125 | 3.083 | 12.1404 | 2.3963 | 0.22298 | 5.9617 | 5.2716
| 1.2039 | 'Zero' | 8 | 'Low' | 'Low' | 'In' | 'Low' | 'DERBreakthrough' | 25 | 28095.27 | 10.4411 | 28000.8261 | NewCT2-1 | 6.561 | 1.5738 | 2.7119 | 14.7267 | 3.2154 | 0.88714 | 5.9617 | 7.0737
| 1.0668 | 'Moderate' | 8 | 'Mid' | 'Low' | 'In' | 'Mid' | 'LimitedEE' | 26 | 30710.37 | 10.4411 | 30622.4875 | NewCT2-4 | 9.8447 | 2.3615 | 2.8985 | 15.701 | 3.5213 | 1.1351 | 5.9617 | 7.7466
| 1.2187 | 'Zero' | 4 | 'Low' | 'Mid' | 'Out' | 'Low' | 'LimitedEE' | 27 | 30710.37 | 16.0872 | 28194.126 | ESR-4h-21 | 9.3377 | 2.2398 | 4.1291 | 22.4561 | 5.6426 | 2.8551 | 5.9617 | 12.4133
| 0.77104 | 'Zero' | 8 | 'Mid' | 'Mid' | 'Out' | 'Low' | 'DERBreakthrough' | 28 | 28095.27 | 9.6911 | 28104.5844 | NewCT1-3 | 5.0507 | 1.2115 | 2.868 | 13.7706 | 2.9125 | 0.64149 | 5.9617 | 6.4072
| 1.1788 | 'Zero' | 6 | 'Mid' | 'High' | 'In' | 'High' | 'LimitedEE' | 29 | 30710.37 | 10.0388 | 30665.466 | NewCT1-3 | 8.9843 | 2.1551 | 3.3785 | 15.5724 | 3.4768 | 1.099 | 5.9617 | 7.6486
| 1.0468 | 'Large' | 4 | 'Low' | 'Low' | 'In' | 'Mid' | 'DERBreakthrough' | 30 | 28095.27 | 10.4411 | 28007.4699 | NewCT2-1 | 7.5642 | 1.8144 | 3.9859 | 16.2414 | 3.6828 | 1.2661 | 5.9617 | 8.1019
| 0.85082 | 'Zero' | 6 | 'High' | 'Mid' | 'Out' | 'Mid' | 'AllOptions' | 31 | 29266.38 | 10.4411 | 29177.5395 | NewCT2-1 | 9.1579 | 2.1967 | 2.591 | 15.2288 | 3.3749 | 1.0164 | 5.9617 | 7.4244
| 1.2251 | 'Zero' | 2 | 'Low' | 'High' | 'In' | 'High' | 'DERBreakthrough' | 32 | 28095.27 | 9.6911 | 28099.2796 | NewCT1-1 | 6.4888 | 1.5565 | 2.2847 | 13.5322 | 2.8421 | 0.58443 | 5.9617 | 6.2523
| 1.041 | 'Moderate' | 4 | 'High' | 'Low' | 'In' | 'High' | 'LimitedEE' | 33 | 30710.37 | 14.981 | 30124.0581 | NewCT2-2 | 11.8309 | 2.8379 | 3.202 | 21.0209 | 5.1975 | 2.4941 | 5.9617 | 11.434
| 0.97681 | 'Large' | 6 | 'Mid' | 'Low' | 'In' | 'Mid' | 'AllOptions' | 34 | 29266.38 | 10.4411 | 29176.4645 | NewCT2-1 | 9.7417 | 2.3368 | 4.2368 | 17.0147 | 3.9247 | 1.4622 | 5.9617 | 8.6341
| 1.0839 | 'Moderate' | 8 | 'Low' | 'Mid' | 'In' | 'Mid' | 'DERBreakthrough' | 35 | 28095.27 | 9.6911 | 28104.0725 | NewCT1-2 | 7.0539 | 1.692 | 4.2418 | 15.6249 | 3.4862 | 1.1066 | 5.9617 | 7.6693
| 0.89151 | 'Zero' | 6 | 'Mid' | 'Mid' | 'In' | 'High' | 'DERBreakthrough' | 36 | 28095.27 | 8.336 | 28282.466 | NY-2 | 8.0763 | 1.9373 | 2.7884 | 13.0617 | 2.6894 | 0.46065 | 5.9617 | 5.9165
| 1.1279 | 'Zero' | 6 | 'Mid' | 'Low' | 'In' | 'Mid' | 'Ref' | 37 | 27856.5 | 9.6911 | 27865.0486 | NewCT1-1 | 6.9534 | 1.6679 | 2.0189 | 13.3779 | 2.7956 | 0.54674 | 5.9617 | 6.1501
| 0.84969 | 'Large' | 8 | 'High' | 'Mid' | 'In' | 'High' | 'LimitedEE' | 38 | 30710.37 | 9.6911 | 30716.5613 | NewCT1-4 | 8.9892 | 2.1563 | 3.8246 | 15.6719 | 3.5045 | 1.1215 | 5.9617 | 7.7095
| 0.87019 | 'Moderate' | 4 | 'High' | 'Low' | 'In' | 'Low' | 'DERBreakthrough' | 39 | 28095.27 | 9.6911 | 28104.8475 | NewCT1-1 | 6.5037 | 1.5601 | 3.9226 | 15.1738 | 3.3464 | 0.99336 | 5.9617 | 7.3619
| 0.9998 | 'Large' | 2 | 'High' | 'Low' | 'In' | 'Low' | 'DERBreakthrough' | 40 | 28095.27 | 9.6911 | 28104.8475 | NewCT1-1 | 10.1059 | 2.4241 | 3.5765 | 15.6916 | 3.5127 | 1.1282 | 5.9617 | 7.7277
| 0.81209 | 'Moderate' | 2 | 'High' | 'Low' | 'Out' | 'Mid' | 'LimitedEE' | 41 | 30710.37 | 16.0872 | 27854.0581 | NewCT2-1 | 10.3942 | 2.4933 | 4.5453 | 23.1257 | 5.8505 | 3.0236 | 5.9617 | 12.8705
| 1.1187 | 'Moderate' | 2 | 'Low' | 'Mid' | 'In' | 'Mid' | 'Ref' | 42 | 27856.5 | 9.7092 | 27854.126 | NewCT1-1 | 8.2162 | 1.9708 | 2.8456 | 14.5256 | 3.1509 | 0.83479 | 5.9617 | 6.9317
| 1.0181 | 'Zero' | 8 | 'High' | 'Mid' | 'In' | 'High' | 'DERBreakthrough' | 43 | 28095.27 | 6.6154 | 28556.0581 | CC-4 | 8.8215 | 2.116 | 3.6742 | 12.4056 | 2.475 | 0.28684 | 5.9617 | 5.4449
| 1.052 | 'Moderate' | 6 | 'High' | 'Mid' | 'In' | 'Low' | 'LimitedEE' | 44 | 30710.37 | 10.4411 | 30624.399 | NewCT2-3 | 7.723 | 1.8525 | 3.5676 | 15.8612 | 3.5663 | 1.1716 | 5.9617 | 7.8456
| 0.92696 | 'Large' | 6 | 'High' | 'Mid' | 'In' | 'Mid' | 'DERBreakthrough' | 45 | 28095.27 | 4.5145 | 28976.0581 | CC-4 | 4.0379 | 0.96858 | 3.5365 | 9.0196 | 1.1448 | 0 | 5.9617 | 2.5184
| 1.0196 | 'Large' | 8 | 'High' | 'High' | 'In' | 'Mid' | 'LimitedEE' | 46 | 30710.37 | 9.6911 | 30711.5758 | NewCT1-2 | 9.8526 | 2.3634 | 3.2216 | 15.276 | 3.3845 | 1.0242 | 5.9617 | 7.4457
| 0.77633 | 'Large' | 4 | 'Mid' | 'Low' | 'Out' | 'High' | 'AllOptions' | 47 | 29266.38 | 11.8041 | 29009.5853 | ESR-4h-28 | 6.2631 | 1.5023 | 3.6345 | 16.9409 | 3.9065 | 1.4474 | 5.9617 | 8.5939
| 0.853 | 'Zero' | 6 | 'Mid' | 'High' | 'In' | 'Mid' | 'Ref' | 48 | 27856.5 | 5.0146 | 28625.466 | CC-4 | 4.0404 | 0.96917 | 3.0714 | 9.0552 | 1.1655 | 0 | 5.9617 | 2.5639
| 0.97969 | 'Large' | 8 | 'Low' | 'Low' | 'In' | 'Mid' | 'DERBreakthrough' | 49 | 28095.27 | 9.6911 | 28096.2339 | NewCT1-3 | 6.272 | 1.5045 | 2.8455 | 14.041 | 2.998 | 0.71082 | 5.9617 | 6.5953
| 1.1623 | 'Large' | 6 | 'Low' | 'High' | 'In' | 'High' | 'LimitedEE' | 50 | 30710.37 | 10.4411 | 30624.5356 | NewCT2-2 | 9.4395 | 2.2643 | 3.6363 | 16.3417 | 3.7174 | 1.2941 | 5.9617 | 8.1779
| 1.0989 | 'Zero' | 2 | 'Low' | 'High' | 'In' | 'High' | 'AllOptions' | 51 | 29266.38 | 10.1 | 29214.5631 | NY-5 | 9.4183 | 2.2592 | 2.7282 | 15.0874 | 3.3291 | 0.9793 | 5.9617 | 7.3238
| 1.0632 | 'Moderate' | 2 | 'High' | 'Mid' | 'In' | 'High' | 'AllOptions' | 52 | 29266.38 | 9.3912 | 29306.0581 | NY-5 | 7.1248 | 1.709 | 3.5571 | 14.6574 | 3.1865 | 0.86372 | 5.9617 | 7.0101
| 1.0597 | 'Moderate' | 8 | 'Low' | 'Mid' | 'Out' | 'Low' | 'Ref' | 53 | 27856.5 | 10.4411 | 27769.7552 | NewCT2-1 | 8.3366 | 1.9997 | 1.8372 | 14.278 | 3.0811 | 0.77823 | 5.9617 | 6.7782
| 1.1203 | 'Large' | 2 | 'Low' | 'High' | 'In' | 'High' | 'AllOptions' | 54 | 29266.38 | 9.6911 | 29272.4481 | NewCT1-1 | 8.193 | 1.9653 | 3.5206 | 15.177 | 3.3508 | 0.99689 | 5.9617 | 7.3715
| 0.95392 | 'Moderate' | 8 | 'High' | 'High' | 'In' | 'Low' | 'Ref' | 55 | 27856.5 | 3.5 | 28999.0734 | NY-1 | 5.6144 | 1.3467 | 2.6353 | 7.482 | 0.49106 | 0 | 5.9617 | 1.0803
| 0.76537 | 'Large' | 6 | 'High' | 'High' | 'In' | 'High' | 'DERBreakthrough' | 56 | 28095.27 | 1.9555 | 29788.65 | NY-2 | 1.4834 | 0.35581 | 2.7597 | 5.0711 | -0.55147 | 0 | 5.9617 | -1.2132
| 1.0578 | 'Large' | 2 | 'High' | 'High' | 'In' | 'High' | 'LimitedEE' | 57 | 30710.37 | 9.9037 | 30682.776 | NewCT1-1 | 6.9452 | 1.6659 | 3.794 | 15.3637 | 3.4074 | 1.0428 | 5.9617 | 7.4961
| 0.84583 | 'Moderate' | 2 | 'Mid' | 'Low' | 'Out' | 'High' | 'AllOptions' | 58 | 29266.38 | 16.0872 | 28269.5853 | ESR-4h-28 | 12.9324 | 3.1021 | 4.2063 | 23.3956 | 5.9384 | 3.0949 | 5.9617 | 13.064
| 0.88983 | 'Large' | 8 | 'High' | 'Low' | 'In' | 'Low' | 'AllOptions' | 59 | 29266.38 | 9.6911 | 29276.0683 | NewCT1-4 | 7.6086 | 1.8251 | 3.7789 | 15.2951 | 3.3859 | 1.0254 | 5.9617 | 7.4487
| 0.77856 | 'Moderate' | 8 | 'High' | 'Mid' | 'Out' | 'High' | 'LimitedEE' | 60 | 30710.37 | 10.4411 | 30621.2993 | NewCT2-3 | 5.7457 | 1.3782 | 3.0589 | 14.8782 | 3.2604 | 0.92355 | 5.9617 | 7.1725
| 1.0898 | 'Zero' | 6 | 'Low' | 'High' | 'In' | 'Mid' | 'Ref' | 61 | 27856.5 | 8.7421 | 27986.9176 | ESR-4h-14 | 7.1657 | 1.7189 | 3.6586 | 14.1196 | 3.016 | 0.72544 | 5.9617 | 6.635
| 1.1966 | 'Large' | 6 | 'Low' | 'High' | 'In' | 'Low' | 'DERBreakthrough' | 62 | 28095.27 | 9.6911 | 28104.4514 | NewCT1-3 | 7.3988 | 1.7748 | 4.0587 | 15.5246 | 3.456 | 1.0822 | 5.9617 | 7.6029
| 0.87154 | 'Zero' | 8 | 'Mid' | 'Low' | 'In' | 'Low' | 'Ref' | 63 | 27856.5 | 9.6911 | 27865.2711 | NewCT1-2 | 7.6334 | 1.831 | 3.2209 | 14.743 | 3.2164 | 0.88788 | 5.9617 | 7.0757
| 0.85135 | 'Moderate' | 8 | 'High' | 'Mid' | 'In' | 'Low' | 'AllOptions' | 64 | 29266.38 | 9.6911 | 29273.1748 | NewCT1-2 | 7.1808 | 1.7225 | 3.0414 | 14.4549 | 3.1269 | 0.81539 | 5.9617 | 6.879
| 0.9987 | 'Large' | 6 | 'Mid' | 'Mid' | 'In' | 'Low' | 'DERBreakthrough' | 65 | 28095.27 | 9.6911 | 28100.6665 | NewCT1-1 | 8.6032 | 2.0636 | 3.0012 | 14.7559 | 3.2222 | 0.89266 | 5.9617 | 7.0887
| 1.1896 | 'Moderate' | 8 | 'Mid' | 'Low' | 'Out' | 'Low' | 'Ref' | 66 | 27856.5 | 10.4411 | 27768.232 | NewCT2-1 | 6.9311 | 1.6626 | 3.0981 | 15.2018 | 3.3621 | 1.0061 | 5.9617 | 7.3964
| 0.84325 | 'Moderate' | 8 | 'High' | 'High' | 'In' | 'High' | 'LimitedEE' | 67 | 30710.37 | 9.6911 | 30713.2682 | NewCT1-2 | 5.7882 | 1.3884 | 3.9025 | 14.982 | 3.2861 | 0.94445 | 5.9617 | 7.2292
| 0.9306 | 'Moderate' | 2 | 'Mid' | 'Mid' | 'In' | 'High' | 'AllOptions' | 68 | 29266.38 | 10.4411 | 29177.0139 | NewCT2-1 | 8.9915 | 2.1568 | 2.876 | 15.4739 | 3.4499 | 1.0772 | 5.9617 | 7.5894
| 0.915 | 'Large' | 8 | 'High' | 'High' | 'In' | 'Low' | 'LimitedEE' | 69 | 30710.37 | 9.6911 | 30712.1327 | NewCT1-3 | 8.1884 | 1.9642 | 3.0347 | 14.69 | 3.2012 | 0.87557 | 5.9617 | 7.0423
| 0.91148 | 'Moderate' | 2 | 'High' | 'Low' | 'In' | 'High' | 'Ref' | 70 | 27856.5 | 5.8 | 28467.2692 | NY-4 | 6.4724 | 1.5525 | 2.9339 | 10.2864 | 1.6987 | 0 | 5.9617 | 3.737
| 0.7699 | 'Moderate' | 8 | 'High' | 'Mid' | 'In' | 'High' | 'DERBreakthrough' | 71 | 28095.27 | 5 | 28867.9543 | NY-3 | 4.1911 | 1.0053 | 2.5879 | 8.5932 | 0.97145 | 0 | 5.9617 | 2.1371
| 1.1696 | 'Large' | 4 | 'Mid' | 'Mid' | 'In' | 'Mid' | 'LimitedEE' | 72 | 30710.37 | 16.0872 | 29882.466 | NewCT2-2 | 8.5465 | 2.0501 | 4.0933 | 22.2306 | 5.5717 | 2.7976 | 5.9617 | 12.2574
| 0.93033 | 'Moderate' | 6 | 'High' | 'Mid' | 'In' | 'Low' | 'AllOptions' | 73 | 29266.38 | 9.6911 | 29273.1748 | NewCT1-2 | 8.7376 | 2.0959 | 3.9114 | 15.6983 | 3.5121 | 1.1276 | 5.9617 | 7.7263
| 0.93085 | 'Moderate' | 8 | 'Low' | 'Mid' | 'In' | 'High' | 'LimitedEE' | 74 | 30710.37 | 10.4411 | 30624.4531 | NewCT2-2 | 9.9761 | 2.393 | 2.1892 | 15.0232 | 3.3134 | 0.96652 | 5.9617 | 7.2891
| 0.85787 | 'Large' | 2 | 'Mid' | 'Low' | 'Out' | 'Mid' | 'Ref' | 75 | 27856.5 | 11.345 | 27652.466 | ESR-4h-25 | 10.1457 | 2.4337 | 3.3163 | 17.0949 | 3.9577 | 1.4889 | 5.9617 | 8.7066
| 0.87334 | 'Zero' | 2 | 'Mid' | 'Mid' | 'In' | 'High' | 'LimitedEE' | 76 | 30710.37 | 14.9456 | 30127.4443 | ESR-4h-29 | 8.1383 | 1.9521 | 3.3828 | 20.2805 | 4.9623 | 2.3035 | 5.9617 | 10.9167
| 1.1999 | 'Zero' | 4 | 'Mid' | 'Mid' | 'Out' | 'Mid' | 'DERBreakthrough' | 77 | 28095.27 | 10.4411 | 28005.1273 | NewCT2-1 | 9.2201 | 2.2116 | 3.7733 | 16.4261 | 3.7428 | 1.3147 | 5.9617 | 8.2339
| 0.95477 | 'Large' | 4 | 'Low' | 'Mid' | 'Out' | 'High' | 'LimitedEE' | 78 | 30710.37 | 16.0872 | 29783.798 | ESR-4h-32 | 9.1055 | 2.1842 | 3.7297 | 22.001 | 5.5023 | 2.7413 | 5.9617 | 12.1047
| 1.1175 | 'Large' | 6 | 'Mid' | 'Low' | 'In' | 'Mid' | 'LimitedEE' | 79 | 30710.37 | 15.2732 | 30117.2451 | ESR-4h-23 | 11.5458 | 2.7695 | 3.8461 | 21.8888 | 5.466 | 2.7118 | 5.9617 | 12.0247
| 0.79045 | 'Moderate' | 8 | 'High' | 'High' | 'In' | 'Low' | 'AllOptions' | 80 | 29266.38 | 7.2616 | 29618.776 | NY-5 | 4.5462 | 1.0905 | 2.8792 | 11.2313 | 2.1074 | 0 | 5.9617 | 4.6361
| 1.0145 | 'Zero' | 4 | 'Mid' | 'Mid' | 'In' | 'Low' | 'Ref' | 81 | 27856.5 | 9.4489 | 27888.466 | NY-4 | 6.3944 | 1.5338 | 2.0584 | 13.0412 | 2.689 | 0.46034 | 5.9617 | 5.9156
| 0.81497 | 'Large' | 4 | 'High' | 'Mid' | 'In' | 'Low' | 'Ref' | 82 | 27856.5 | 5.0773 | 28612.0581 | CC-4 | 4.531 | 1.0869 | 2.8302 | 8.9944 | 1.1419 | 0 | 5.9617 | 2.5121
| 0.85346 | 'Large' | 8 | 'High' | 'Low' | 'Out' | 'High' | 'LimitedEE' | 83 | 30710.37 | 12.2471 | 30404.0581 | NewCT2-4 | 10.5758 | 2.5368 | 3.1285 | 17.9124 | 4.2172 | 1.6994 | 5.9617 | 9.2775
| 0.8473 | 'Zero' | 6 | 'High' | 'High' | 'In' | 'Low' | 'LimitedEE' | 84 | 30710.37 | 10.1 | 30659.2853 | NY-5 | 9.2873 | 2.2278 | 3.7495 | 16.0772 | 3.633 | 1.2257 | 5.9617 | 7.9922
| 1.2301 | 'Zero' | 6 | 'Low' | 'Mid' | 'In' | 'Low' | 'DERBreakthrough' | 85 | 28095.27 | 10.1038 | 28043.297 | ESR-4h-13 | 6.9845 | 1.6754 | 3.4909 | 15.2702 | 3.3805 | 1.0209 | 5.9617 | 7.4367
| 1.1324 | 'Moderate' | 6 | 'Low' | 'High' | 'In' | 'High' | 'LimitedEE' | 86 | 30710.37 | 10.4411 | 30624.5356 | NewCT2-2 | 10.1326 | 2.4305 | 3.1888 | 16.0604 | 3.6323 | 1.2251 | 5.9617 | 7.9908
| 1.1298 | 'Zero' | 2 | 'Mid' | 'High' | 'Out' | 'Low' | 'Ref' | 87 | 27856.5 | 9.6911 | 27866.3303 | NewCT1-1 | 6.7034 | 1.608 | 2.8531 | 14.1521 | 3.033 | 0.7392 | 5.9617 | 6.6723
| 0.89931 | 'Zero' | 6 | 'Mid' | 'Low' | 'In' | 'Low' | 'AllOptions' | 88 | 29266.38 | 10.4411 | 29176.8485 | NewCT2-2 | 9.3916 | 2.2528 | 3.1961 | 15.89 | 3.5785 | 1.1815 | 5.9617 | 7.8724
| 0.96523 | 'Moderate' | 8 | 'Mid' | 'Low' | 'In' | 'High' | 'AllOptions' | 89 | 29266.38 | 9.6911 | 29272.5769 | NewCT1-4 | 9.0327 | 2.1667 | 3.2488 | 15.1066 | 3.3308 | 0.98071 | 5.9617 | 7.3276
| 0.9753 | 'Moderate' | 8 | 'High' | 'Mid' | 'In' | 'Mid' | 'Ref' | 90 | 27856.5 | 5 | 28630.3328 | NY-3 | 6.0643 | 1.4547 | 3.4754 | 9.9301 | 1.5387 | 0 | 5.9617 | 3.385
| 1.1259 | 'Zero' | 6 | 'Mid' | 'Low' | 'In' | 'Mid' | 'Ref' | 91 | 27856.5 | 9.6911 | 27865.0486 | NewCT1-1 | 9.0053 | 2.1601 | 3.7305 | 15.5817 | 3.4768 | 1.099 | 5.9617 | 7.6486
| 0.85576 | 'Zero' | 6 | 'High' | 'High' | 'In' | 'Low' | 'LimitedEE' | 92 | 30710.37 | 10.1 | 30659.2853 | NY-5 | 7.9724 | 1.9124 | 3.217 | 15.2293 | 3.3698 | 1.0123 | 5.9617 | 7.4134
| 0.76769 | 'Moderate' | 8 | 'High' | 'High' | 'In' | 'Low' | 'DERBreakthrough' | 93 | 28095.27 | 4.3 | 29027.4584 | NY-2 | 3.7181 | 0.89187 | 3.3714 | 8.5633 | 0.94962 | 0 | 5.9617 | 2.0891
| 0.97159 | 'Zero' | 8 | 'Low' | 'High' | 'In' | 'High' | 'Ref' | 94 | 27856.5 | 7.5945 | 28157.5896 | ESR-4h-15 | 5.4536 | 1.3082 | 2.9172 | 11.8199 | 2.2965 | 0.1421 | 5.9617 | 5.0521
| 1.1684 | 'Zero' | 4 | 'Low' | 'High' | 'In' | 'High' | 'LimitedEE' | 95 | 30710.37 | 11.5917 | 30478.5258 | ESR-4h-17 | 9.5875 | 2.2998 | 3.5743 | 17.4657 | 4.0726 | 1.5821 | 5.9617 | 8.9593
| 0.81279 | 'Zero' | 4 | 'Mid' | 'Low' | 'In' | 'Low' | 'LimitedEE' | 96 | 30710.37 | 16.0872 | 29515.5853 | ESR-4h-28 | 6.5654 | 1.5749 | 4.9445 | 22.6065 | 5.6833 | 2.888 | 5.9617 | 12.5028
| 1.0924 | 'Moderate' | 8 | 'Mid' | 'Mid' | 'In' | 'Mid' | 'Ref' | 97 | 27856.5 | 6.5 | 28339.2899 | NY-5 | 6.1783 | 1.482 | 3.8198 | 11.8018 | 2.2833 | 0.13138 | 5.9617 | 5.0231
| 0.87792 | 'Large' | 4 | 'Mid' | 'High' | 'In' | 'High' | 'DERBreakthrough' | 98 | 28095.27 | 2.9475 | 29405.466 | NY-3 | 3.9981 | 0.95903 | 2.4817 | 6.3882 | 0.020478 | 0 | 5.9617 | 0.04505
| 1.0565 | 'Moderate' | 8 | 'Low' | 'High' | 'In' | 'High' | 'AllOptions' | 99 | 29266.38 | 9.6911 | 29272.4481 | NewCT1-1 | 9.1467 | 2.194 | 2.918 | 14.8031 | 3.2378 | 0.9053 | 5.9617 | 7.123
| 1.1455 | 'Zero' | 4 | 'Low' | 'Mid' | 'In' | 'Mid' | 'DERBreakthrough' | 100 | 28095.27 | 9.8537 | 28074.126 | NewCT1-2 | 11.3223 | 2.7159 | 2.9254 | 15.495 | 3.4561 | 1.0823 | 5.9617 | 7.6031
| 1.188 | 'Large' | 6 | 'Low' | 'High' | 'In' | 'High' | 'LimitedEE' | 101 | 30710.37 | 10.4411 | 30624.5356 | NewCT2-2 | 8.2648 | 1.9825 | 2.5093 | 14.9328 | 3.2822 | 0.94124 | 5.9617 | 7.2205
| 0.96069 | 'Large' | 2 | 'High' | 'High' | 'In' | 'Mid' | 'Ref' | 102 | 27856.5 | 2 | 29529.6128 | CC-2 | 2.6163 | 0.62757 | 1.8393 | 4.4669 | -0.80193 | 0 | 5.9617 | -1.7642
| 1.0941 | 'Large' | 6 | 'Mid' | 'Mid' | 'In' | 'Low' | 'Ref' | 103 | 27856.5 | 8.3718 | 28038.466 | CC-4 | 7.9958 | 1.918 | 2.6338 | 12.9236 | 2.6471 | 0.42638 | 5.9617 | 5.8235
| 0.79117 | 'Moderate' | 4 | 'High' | 'Low' | 'In' | 'High' | 'LimitedEE' | 104 | 30710.37 | 14.981 | 30124.0581 | NewCT2-2 | 9.0992 | 2.1826 | 3.2584 | 20.4221 | 5.008 | 2.3405 | 5.9617 | 11.0172
| 1.1772 | 'Large' | 6 | 'Low' | 'Mid' | 'In' | 'Mid' | 'AllOptions' | 105 | 29266.38 | 10.4411 | 29180.3829 | NewCT2-2 | 5.907 | 1.4169 | 3.2334 | 15.0914 | 3.3262 | 0.97693 | 5.9617 | 7.3173
| 1.1627 | 'Moderate' | 4 | 'Mid' | 'Mid' | 'In' | 'Mid' | 'Ref' | 106 | 27856.5 | 6.5 | 28339.2899 | NY-5 | 7.4272 | 1.7816 | 3.2393 | 11.5209 | 2.1995 | 0.063427 | 5.9617 | 4.8387
| 1.081 | 'Large' | 8 | 'Mid' | 'Low' | 'In' | 'Low' | 'DERBreakthrough' | 107 | 28095.27 | 9.6911 | 28098.8276 | NewCT1-2 | 9.223 | 2.2123 | 3.2679 | 15.1713 | 3.3511 | 0.99713 | 5.9617 | 7.3722
| 1.0657 | 'Moderate' | 2 | 'Mid' | 'High' | 'In' | 'Mid' | 'LimitedEE' | 108 | 30710.37 | 14.4202 | 30178.7076 | ESR-4h-22 | 7.648 | 1.8345 | 2.9017 | 19.1564 | 4.6116 | 2.0191 | 5.9617 | 10.1452
| 1.2005 | 'Zero' | 6 | 'Low' | 'Low' | 'Out' | 'High' | 'Ref' | 109 | 27856.5 | 10.4411 | 27768.1204 | NewCT2-2 | 8.7112 | 2.0896 | 3.4816 | 16.0122 | 3.6147 | 1.2108 | 5.9617 | 7.952
| 0.78661 | 'Large' | 6 | 'Mid' | 'Mid' | 'In' | 'Low' | 'LimitedEE' | 110 | 30710.37 | 10.4411 | 30621.5813 | NewCT2-3 | 8.2576 | 1.9808 | 3.0278 | 15.4496 | 3.4409 | 1.07 | 5.9617 | 7.5697
| 0.92464 | 'Large' | 6 | 'High' | 'Mid' | 'In' | 'Mid' | 'Ref' | 111 | 27856.5 | 3.75 | 28930.5807 | NY-5 | 2.8274 | 0.67822 | 3.3724 | 7.8006 | 0.62026 | 0 | 5.9617 | 1.3645
| 0.96879 | 'Moderate' | 2 | 'Mid' | 'Low' | 'In' | 'Mid' | 'AllOptions' | 112 | 29266.38 | 13.251 | 28852.466 | ESR-4h-25 | 7.4898 | 1.7966 | 2.6898 | 17.7374 | 4.1656 | 1.6575 | 5.9617 | 9.164
| 0.93152 | 'Moderate' | 8 | 'Low' | 'High' | 'Out' | 'High' | 'DERBreakthrough' | 113 | 28095.27 | 9.3578 | 28139.7551 | ESR-4h-20 | 8.153 | 1.9557 | 4.2555 | 15.5689 | 3.4684 | 1.0922 | 5.9617 | 7.6302
| 0.7915 | 'Moderate' | 8 | 'High' | 'Low' | 'In' | 'Low' | 'Ref' | 114 | 27856.5 | 8.995 | 27950.0581 | NY-5 | 5.4643 | 1.3107 | 4.2417 | 14.5474 | 3.1462 | 0.83097 | 5.9617 | 6.9213
| 0.97726 | 'Zero' | 8 | 'High' | 'Low' | 'In' | 'High' | 'LimitedEE' | 115 | 30710.37 | 10.4411 | 30623.6207 | NewCT2-2 | 8.3929 | 2.0132 | 3.2638 | 15.7181 | 3.5237 | 1.1371 | 5.9617 | 7.7518
| 1.1071 | 'Moderate' | 2 | 'Low' | 'High' | 'In' | 'Mid' | 'LimitedEE' | 116 | 30710.37 | 14.4629 | 30174.126 | ESR-4h-23 | 12.1909 | 2.9242 | 3.8384 | 21.2255 | 5.2567 | 2.5422 | 5.9617 | 11.5643
| 0.96135 | 'Large' | 2 | 'Low' | 'Low' | 'In' | 'Low' | 'DERBreakthrough' | 117 | 28095.27 | 11.0865 | 27921.626 | ESR-4h-20 | 9.9492 | 2.3865 | 2.8589 | 16.3319 | 3.7207 | 1.2968 | 5.9617 | 8.1853
| 1.1308 | 'Zero' | 4 | 'Low' | 'Low' | 'In' | 'Low' | 'DERBreakthrough' | 118 | 28095.27 | 10.5155 | 27990.626 | NewCT2-2 | 8.5294 | 2.046 | 4.0984 | 16.6599 | 3.8139 | 1.3724 | 5.9617 | 8.3903
| 0.86634 | 'Zero' | 4 | 'Mid' | 'Low' | 'In' | 'Mid' | 'LimitedEE' | 119 | 30710.37 | 16.0872 | 29879.5853 | ESR-4h-29 | 9.4679 | 2.2711 | 3.7994 | 22.1576 | 5.5512 | 2.7809 | 5.9617 | 12.2121
| 0.81767 | 'Large' | 2 | 'High' | 'Low' | 'In' | 'Mid' | 'LimitedEE' | 120 | 30710.37 | 16.0872 | 29054.0581 | NewCT2-1 | 9.6261 | 2.309 | 3.129 | 21.5252 | 5.3572 | 2.6236 | 5.9617 | 11.7854
| 1.1975 | 'Zero' | 6 | 'Low' | 'Low' | 'In' | 'Low' | 'AllOptions' | 121 | 29266.38 | 12.7108 | 28910.4902 | ESR-4h-16 | 7.5112 | 1.8017 | 3.8339 | 18.3463 | 4.3483 | 1.8056 | 5.9617 | 9.5658
| 1.1866 | 'Moderate' | 6 | 'Low' | 'High' | 'In' | 'High' | 'AllOptions' | 122 | 29266.38 | 9.6911 | 29272.4481 | NewCT1-1 | 6.406 | 1.5366 | 2.7637 | 13.9914 | 2.983 | 0.69866 | 5.9617 | 6.5623
| 1.0809 | 'Moderate' | 2 | 'Low' | 'Low' | 'In' | 'Low' | 'Ref' | 123 | 27856.5 | 11.7827 | 27602.126 | ESR-4h-17 | 6.9853 | 1.6756 | 3.131 | 16.5893 | 3.7997 | 1.3608 | 5.9617 | 8.359
| 0.79984 | 'Moderate' | 6 | 'High' | 'High' | 'In' | 'High' | 'AllOptions' | 124 | 29266.38 | 5.1205 | 30012.776 | NY-3 | 4.717 | 1.1315 | 3.073 | 9.3251 | 1.282 | 0 | 5.9617 | 2.8202
| 1.224 | 'Moderate' | 6 | 'Low' | 'Mid' | 'In' | 'High' | 'DERBreakthrough' | 125 | 28095.27 | 9.6911 | 28101.6582 | NewCT1-3 | 6.6547 | 1.5963 | 2.4396 | 13.7269 | 2.9022 | 0.63319 | 5.9617 | 6.3846
| 1.124 | 'Zero' | 8 | 'Low' | 'High' | 'Out' | 'Low' | 'AllOptions' | 126 | 29266.38 | 10.4411 | 29179.3998 | NewCT2-2 | 9.6284 | 2.3096 | 4.201 | 16.9516 | 3.9051 | 1.4463 | 5.9617 | 8.591
| 0.96718 | 'Zero' | 6 | 'High' | 'Low' | 'Out' | 'Mid' | 'Ref' | 127 | 27856.5 | 9.6911 | 27866.205 | NewCT1-3 | 7.9844 | 1.9152 | 3.882 | 15.4883 | 3.446 | 1.0741 | 5.9617 | 7.581
| 1.0496 | 'Moderate' | 2 | 'Mid' | 'Mid' | 'In' | 'Mid' | 'DERBreakthrough' | 128 | 28095.27 | 7.5447 | 28402.466 | NY-5 | 6.7313 | 1.6146 | 2.5377 | 11.697 | 2.2609 | 0.11322 | 5.9617 | 4.9738
| 1.0737 | 'Large' | 8 | 'High' | 'Mid' | 'Out' | 'High' | 'Ref' | 129 | 27856.5 | 7.9174 | 28106.0581 | CC-4 | 6.4703 | 1.552 | 2.9382 | 12.4076 | 2.4818 | 0.29232 | 5.9617 | 5.4598
| 0.80248 | 'Moderate' | 8 | 'Mid' | 'High' | 'In' | 'Low' | 'DERBreakthrough' | 130 | 28095.27 | 5.7659 | 28711.466 | NY-3 | 4.7485 | 1.139 | 2.6919 | 9.5968 | 1.4037 | 0 | 5.9617 | 3.0879
| 1.2136 | 'Moderate' | 2 | 'Mid' | 'High' | 'In' | 'Mid' | 'AllOptions' | 131 | 29266.38 | 8.8832 | 29375.466 | NY-5 | 8.5971 | 2.0622 | 2.4583 | 13.4037 | 2.8001 | 0.55038 | 5.9617 | 6.1599
| 1.2081 | 'Moderate' | 2 | 'Mid' | 'Mid' | 'In' | 'Low' | 'LimitedEE' | 132 | 30710.37 | 16.0872 | 28778.466 | NewCT2-1 | 12.3147 | 2.9539 | 4.7565 | 23.7976 | 6.0607 | 3.194 | 5.9617 | 13.3331
| 1.0474 | 'Zero' | 4 | 'High' | 'Mid' | 'Out' | 'Low' | 'DERBreakthrough' | 133 | 28095.27 | 10.1 | 28043.8688 | NY-5 | 5.9519 | 1.4277 | 3.4071 | 14.9348 | 3.2753 | 0.93571 | 5.9617 | 7.2055
| 0.90326 | 'Moderate' | 2 | 'High' | 'High' | 'Out' | 'Mid' | 'DERBreakthrough' | 134 | 28095.27 | 6.1849 | 28632.776 | NY-4 | 7.1744 | 1.7209 | 3.441 | 11.3468 | 2.1429 | 0.017542 | 5.9617 | 4.7142
| 0.99374 | 'Zero' | 8 | 'Mid' | 'High' | 'In' | 'Mid' | 'DERBreakthrough' | 135 | 28095.27 | 6.225 | 28625.466 | CC-4 | 4.2605 | 1.022 | 3.4921 | 10.7391 | 1.8878 | 0 | 5.9617 | 4.1531
| 0.81829 | 'Zero' | 6 | 'Mid' | 'Mid' | 'In' | 'Mid' | 'Ref' | 136 | 27856.5 | 8.6 | 28007.1116 | NY-3 | 8.6369 | 2.0717 | 2.8529 | 13.5247 | 2.835 | 0.57867 | 5.9617 | 6.2367
| 1.2189 | 'Zero' | 6 | 'Low' | 'High' | 'In' | 'Mid' | 'LimitedEE' | 137 | 30710.37 | 10.4411 | 30623.7491 | NewCT2-3 | 9.6009 | 2.303 | 3.0413 | 15.7853 | 3.5467 | 1.1558 | 5.9617 | 7.8026
| 1.0164 | 'Zero' | 8 | 'Low' | 'Mid' | 'Out' | 'High' | 'AllOptions' | 138 | 29266.38 | 10.4411 | 29179.8087 | NewCT2-2 | 8.843 | 2.1212 | 3.7421 | 16.3043 | 3.7047 | 1.2838 | 5.9617 | 8.15
| 1.0494 | 'Moderate' | 8 | 'High' | 'Mid' | 'In' | 'High' | 'Ref' | 139 | 27856.5 | 4.3 | 28790.3311 | NY-2 | 4.1482 | 0.99504 | 3.5256 | 8.8206 | 1.059 | 0 | 5.9617 | 2.3297
| 1.0424 | 'Moderate' | 2 | 'Low' | 'Low' | 'In' | 'Low' | 'Ref' | 140 | 27856.5 | 11.6647 | 27615.9034 | ESR-4h-18 | 10.7577 | 2.5805 | 3.709 | 17.9542 | 4.2256 | 1.7061 | 5.9617 | 9.2959
| 1.0387 | 'Large' | 8 | 'Low' | 'High' | 'In' | 'High' | 'AllOptions' | 141 | 29266.38 | 9.6911 | 29272.4481 | NewCT1-1 | 7.4428 | 1.7853 | 2.9369 | 14.4133 | 3.1147 | 0.80544 | 5.9617 | 6.852
| 0.93941 | 'Large' | 4 | 'Low' | 'High' | 'In' | 'Mid' | 'Ref' | 142 | 27856.5 | 7.282 | 28206.2735 | ESR-4h-14 | 6.654 | 1.5961 | 3.6751 | 12.5532 | 2.5216 | 0.3246 | 5.9617 | 5.5473
| 1.1188 | 'Zero' | 8 | 'Low' | 'Low' | 'In' | 'Mid' | 'LimitedEE' | 143 | 30710.37 | 12.7093 | 30354.4845 | ESR-4h-19 | 13.6164 | 3.2662 | 3.2411 | 19.2166 | 4.6278 | 2.0322 | 5.9617 | 10.1807
| 1.0931 | 'Zero' | 6 | 'Mid' | 'Low' | 'In' | 'Low' | 'DERBreakthrough' | 144 | 28095.27 | 9.6911 | 28103.8057 | NewCT1-3 | 7.8584 | 1.885 | 3.9329 | 15.509 | 3.4521 | 1.0791 | 5.9617 | 7.5944
| 0.94859 | 'Large' | 2 | 'Low' | 'High' | 'In' | 'High' | 'DERBreakthrough' | 145 | 28095.27 | 7.3711 | 28431.7428 | ESR-4h-13 | 7.7913 | 1.8689 | 2.0692 | 11.3093 | 2.1424 | 0.017172 | 5.9617 | 4.7132
| 0.94024 | 'Large' | 2 | 'Low' | 'Mid' | 'In' | 'High' | 'LimitedEE' | 146 | 30710.37 | 14.6502 | 30156.2267 | ESR-4h-31 | 8.2841 | 1.9871 | 4.1545 | 20.7918 | 5.1173 | 2.4291 | 5.9617 | 11.2575
| 0.98187 | 'Large' | 2 | 'Low' | 'Mid' | 'In' | 'Low' | 'LimitedEE' | 147 | 30710.37 | 16.0872 | 29497.5492 | ESR-4h-31 | 13.2812 | 3.1858 | 4.2403 | 23.5133 | 5.9753 | 3.1248 | 5.9617 | 13.1451
| 1.1722 | 'Zero' | 4 | 'Mid' | 'Low' | 'In' | 'Mid' | 'LimitedEE' | 148 | 30710.37 | 16.0872 | 29238.466 | NewCT2-2 | 9.9434 | 2.3851 | 3.0495 | 21.5218 | 5.3568 | 2.6233 | 5.9617 | 11.7845
| 1.193 | 'Large' | 8 | 'Low' | 'Mid' | 'In' | 'High' | 'Ref' | 149 | 27856.5 | 9.6911 | 27861.5546 | NewCT1-3 | 7.054 | 1.6921 | 4.3891 | 15.7722 | 3.5314 | 1.1433 | 5.9617 | 7.7688
| 1.0789 | 'Large' | 8 | 'Mid' | 'Low' | 'In' | 'Low' | 'DERBreakthrough' | 150 | 28095.27 | 9.6911 | 28098.8276 | NewCT1-2 | 8.1985 | 1.9666 | 3.871 | 15.5287 | 3.4589 | 1.0845 | 5.9617 | 7.6092
| 1.0425 | 'Moderate' | 8 | 'Low' | 'Mid' | 'In' | 'Mid' | 'DERBreakthrough' | 151 | 28095.27 | 9.6911 | 28104.0725 | NewCT1-2 | 8.8731 | 2.1284 | 3.879 | 15.6985 | 3.5124 | 1.1279 | 5.9617 | 7.727
| 0.84528 | 'Zero' | 6 | 'Mid' | 'Low' | 'Out' | 'Mid' | 'LimitedEE' | 152 | 30710.37 | 16.0872 | 29419.5853 | ESR-4h-28 | 14.8089 | 3.5522 | 4.4697 | 24.1091 | 6.1614 | 3.2756 | 5.9617 | 13.5545
| 0.8344 | 'Zero' | 8 | 'Mid' | 'High' | 'In' | 'Mid' | 'DERBreakthrough' | 153 | 28095.27 | 6.225 | 28625.466 | CC-4 | 6.4281 | 1.5419 | 3.5716 | 11.3385 | 2.1392 | 0.014532 | 5.9617 | 4.706
| 1.1939 | 'Moderate' | 4 | 'Low' | 'Low' | 'Out' | 'High' | 'LimitedEE' | 154 | 30710.37 | 16.0872 | 28155.626 | ESR-4h-20 | 14.1227 | 3.3876 | 5.7044 | 25.1792 | 6.4888 | 3.5411 | 5.9617 | 14.2748
| 0.8525 | 'Zero' | 2 | 'High' | 'High' | 'In' | 'Mid' | 'Ref' | 155 | 27856.5 | 2.7516 | 29232.776 | CC-2 | 3.5212 | 0.84463 | 2.8221 | 6.4183 | 0.029606 | 0 | 5.9617 | 0.06513
| 1.1871 | 'Large' | 2 | 'Mid' | 'High' | 'In' | 'High' | 'DERBreakthrough' | 156 | 28095.27 | 2.9475 | 29405.466 | NY-3 | 4.0733 | 0.97707 | 3.0297 | 6.9543 | 0.25871 | 0 | 5.9617 | 0.56915
| 1.2005 | 'Moderate' | 4 | 'Low' | 'High' | 'In' | 'Mid' | 'DERBreakthrough' | 157 | 28095.27 | 9.6911 | 28104.6177 | NewCT1-2 | 8.4366 | 2.0237 | 2.8038 | 14.5186 | 3.149 | 0.83328 | 5.9617 | 6.9276
| 0.85406 | 'Large' | 6 | 'Mid' | 'Low' | 'In' | 'High' | 'LimitedEE' | 158 | 30710.37 | 10.938 | 30554.7872 | ESR-4h-24 | 8.3916 | 2.0129 | 2.7487 | 15.6996 | 3.5221 | 1.1358 | 5.9617 | 7.7484
| 0.9186 | 'Moderate' | 6 | 'Mid' | 'Low' | 'In' | 'High' | 'DERBreakthrough' | 159 | 28095.27 | 9.6911 | 28096.0341 | NewCT1-1 | 8.7509 | 2.0991 | 3.9856 | 15.7758 | 3.5359 | 1.147 | 5.9617 | 7.7787
| 0.94434 | 'Moderate' | 4 | 'Low' | 'Mid' | 'Out' | 'Low' | 'AllOptions' | 160 | 29266.38 | 13.6275 | 28813.626 | ESR-4h-28 | 9.3246 | 2.2367 | 2.9556 | 18.8199 | 4.505 | 1.9327 | 5.9617 | 9.9106
| 0.76791 | 'Moderate' | 6 | 'High' | 'Mid' | 'In' | 'Mid' | 'Ref' | 161 | 27856.5 | 5 | 28630.3328 | NY-3 | 6.8927 | 1.6534 | 3.0394 | 9.6928 | 1.4412 | 0 | 5.9617 | 3.1704
| 1.1953 | 'Zero' | 8 | 'Low' | 'High' | 'In' | 'High' | 'DERBreakthrough' | 162 | 28095.27 | 9.6911 | 28099.2796 | NewCT1-1 | 8.3997 | 2.0149 | 3.2664 | 14.9723 | 3.2883 | 0.94624 | 5.9617 | 7.234
| 0.81127 | 'Moderate' | 8 | 'High' | 'Low' | 'In' | 'Mid' | 'DERBreakthrough' | 163 | 28095.27 | 8.122 | 28314.0581 | NY-5 | 6.9552 | 1.6684 | 4.1528 | 13.9431 | 2.9562 | 0.67697 | 5.9617 | 6.5034
| 1.0685 | 'Moderate' | 8 | 'Mid' | 'Low' | 'In' | 'High' | 'Ref' | 164 | 27856.5 | 8.0339 | 28088.466 | NY-5 | 5.2349 | 1.2557 | 2.8888 | 12.1784 | 2.4099 | 0.234 | 5.9617 | 5.3015
| 1.201 | 'Moderate' | 2 | 'Mid' | 'Mid' | 'In' | 'Mid' | 'LimitedEE' | 165 | 30710.37 | 16.0872 | 29142.466 | NewCT2-1 | 9.0612 | 2.1735 | 4.2658 | 22.5265 | 5.6637 | 2.8721 | 5.9617 | 12.4596
| 0.843 | 'Zero' | 8 | 'Mid' | 'Mid' | 'In' | 'Low' | 'Ref' | 166 | 27856.5 | 9.4489 | 27888.466 | NY-4 | 8.6546 | 2.076 | 2.9497 | 14.4747 | 3.1339 | 0.82106 | 5.9617 | 6.8944
| 1.0013 | 'Large' | 2 | 'Low' | 'Low' | 'In' | 'Mid' | 'AllOptions' | 167 | 29266.38 | 13.3614 | 28841.4087 | ESR-4h-27 | 8.0585 | 1.933 | 4.5588 | 19.8532 | 4.8177 | 2.1862 | 5.9617 | 10.5986
| 1.0927 | 'Moderate' | 4 | 'Mid' | 'Mid' | 'In' | 'High' | 'AllOptions' | 168 | 29266.38 | 9.6911 | 29276.2232 | NewCT1-2 | 8.0815 | 1.9385 | 2.7718 | 14.4014 | 3.1123 | 0.80352 | 5.9617 | 6.8468
| 1.2264 | 'Zero' | 6 | 'Low' | 'High' | 'Out' | 'High' | 'DERBreakthrough' | 169 | 28095.27 | 10.0684 | 28048.1935 | ESR-4h-12 | 8.8706 | 2.1278 | 3.6405 | 15.8367 | 3.558 | 1.1649 | 5.9617 | 7.8273
| 1.0164 | 'Large' | 4 | 'High' | 'Low' | 'In' | 'Low' | 'DERBreakthrough' | 170 | 28095.27 | 9.6911 | 28104.8475 | NewCT1-1 | 5.0124 | 1.2023 | 3.7319 | 14.6253 | 3.175 | 0.85433 | 5.9617 | 6.9847
| 0.89463 | 'Zero' | 2 | 'High' | 'High' | 'In' | 'High' | 'DERBreakthrough' | 171 | 28095.27 | 2.4988 | 29562.776 | CC-2 | 3.1708 | 0.76059 | 2.8228 | 6.0822 | -0.11557 | 0 | 5.9617 | -0.25424
| 0.82988 | 'Zero' | 8 | 'Mid' | 'Low' | 'Out' | 'Low' | 'DERBreakthrough' | 172 | 28095.27 | 10.4411 | 28003.7263 | NewCT2-1 | 7.3052 | 1.7523 | 3.2115 | 15.4049 | 3.4253 | 1.0573 | 5.9617 | 7.5354
| 0.99413 | 'Zero' | 6 | 'Mid' | 'Low' | 'In' | 'Mid' | 'DERBreakthrough' | 173 | 28095.27 | 9.6911 | 28104.0399 | NewCT1-2 | 7.8753 | 1.8891 | 3.1941 | 14.7743 | 3.2264 | 0.89606 | 5.9617 | 7.0979
| 0.89675 | 'Large' | 4 | 'Mid' | 'Low' | 'In' | 'High' | 'AllOptions' | 174 | 29266.38 | 10.4411 | 29173.4533 | NewCT2-1 | 9.4551 | 2.268 | 2.9632 | 15.6722 | 3.5117 | 1.1273 | 5.9617 | 7.7255
| 1.2021 | 'Large' | 4 | 'Mid' | 'High' | 'In' | 'Mid' | 'DERBreakthrough' | 175 | 28095.27 | 3.5399 | 29225.466 | CC-3 | 6.1806 | 1.4826 | 3.9933 | 9.0157 | 1.1379 | 0 | 5.9617 | 2.5034
| 0.97906 | 'Moderate' | 6 | 'Mid' | 'High' | 'In' | 'High' | 'AllOptions' | 176 | 29266.38 | 6.7412 | 29705.466 | NY-5 | 6.8197 | 1.6358 | 2.3828 | 10.7598 | 1.9094 | 0 | 5.9617 | 4.2005
| 0.96086 | 'Large' | 6 | 'High' | 'Mid' | 'Out' | 'High' | 'DERBreakthrough' | 177 | 28095.27 | 9.6089 | 28106.0581 | CC-4 | 6.704 | 1.6081 | 3.6642 | 14.8812 | 3.2563 | 0.92026 | 5.9617 | 7.1636
| 0.79113 | 'Zero' | 2 | 'Mid' | 'Low' | 'Out' | 'Low' | 'AllOptions' | 178 | 29266.38 | 16.0872 | 27575.5853 | ESR-4h-28 | 13.1849 | 3.1627 | 4.5602 | 23.8101 | 6.0663 | 3.1985 | 5.9617 | 13.3453
| 0.89531 | 'Zero' | 4 | 'High' | 'Low' | 'Out' | 'Mid' | 'DERBreakthrough' | 179 | 28095.27 | 10.4411 | 28009.1785 | NewCT2-1 | 6.7931 | 1.6295 | 3.5147 | 15.5852 | 3.4797 | 1.1014 | 5.9617 | 7.655
| 0.94422 | 'Zero' | 8 | 'Mid' | 'Low' | 'In' | 'Low' | 'DERBreakthrough' | 180 | 28095.27 | 9.6911 | 28103.8057 | NewCT1-3 | 8.6597 | 2.0772 | 3.9335 | 15.7018 | 3.513 | 1.1284 | 5.9617 | 7.7282
| 1.1995 | 'Zero' | 8 | 'Low' | 'Low' | 'In' | 'High' | 'Ref' | 181 | 27856.5 | 9.8068 | 27842.97 | ESR-4h-10 | 11.6912 | 2.8044 | 2.7286 | 15.3397 | 3.4087 | 1.0439 | 5.9617 | 7.4989
| 0.8035 | 'Large' | 4 | 'Mid' | 'Low' | 'In' | 'Low' | 'LimitedEE' | 182 | 30710.37 | 16.0872 | 29515.5853 | ESR-4h-28 | 9.039 | 2.1682 | 2.9211 | 21.1765 | 5.2489 | 2.5358 | 5.9617 | 11.5471
| 0.7802 | 'Large' | 6 | 'High' | 'Low' | 'In' | 'High' | 'Ref' | 183 | 27856.5 | 4.9286 | 28644.0581 | CC-4 | 4.7995 | 1.1513 | 3.085 | 9.1649 | 1.2127 | 0 | 5.9617 | 2.6678
| 0.76875 | 'Large' | 2 | 'Mid' | 'High' | 'In' | 'Low' | 'LimitedEE' | 184 | 30710.37 | 11.9764 | 30434.1621 | ESR-4h-29 | 7.9476 | 1.9064 | 4.1575 | 18.0402 | 4.249 | 1.7251 | 5.9617 | 9.3474
| 0.9436 | 'Large' | 6 | 'High' | 'Low' | 'In' | 'Mid' | 'AllOptions' | 185 | 29266.38 | 9.6911 | 29275.9636 | NewCT1-3 | 11.2969 | 2.7098 | 3.5469 | 15.9478 | 3.5938 | 1.1939 | 5.9617 | 7.9061
| 1.1439 | 'Large' | 8 | 'Mid' | 'High' | 'In' | 'Low' | 'DERBreakthrough' | 186 | 28095.27 | 4.3646 | 29011.466 | CC-4 | 7.4944 | 1.7977 | 3.0118 | 9.174 | 1.2175 | 0 | 5.9617 | 2.6783
| 0.85142 | 'Large' | 6 | 'Mid' | 'High' | 'In' | 'Low' | 'AllOptions' | 187 | 29266.38 | 9.6911 | 29274.6496 | NewCT1-1 | 6.4902 | 1.5568 | 2.7649 | 14.0128 | 2.9897 | 0.70415 | 5.9617 | 6.5772
| 1.2208 | 'Moderate' | 4 | 'Low' | 'Low' | 'In' | 'Mid' | 'AllOptions' | 188 | 29266.38 | 14.104 | 28766.2758 | ESR-4h-18 | 8.3762 | 2.0092 | 3.0368 | 19.1501 | 4.6085 | 2.0166 | 5.9617 | 10.1383
| 1.1448 | 'Moderate' | 4 | 'Low' | 'Mid' | 'In' | 'Mid' | 'LimitedEE' | 189 | 30710.37 | 15.7224 | 30056.547 | ESR-4h-25 | 14.2984 | 3.4298 | 3.5562 | 22.7084 | 5.727 | 2.9234 | 5.9617 | 12.5989
| 0.873 | 'Large' | 8 | 'Mid' | 'Low' | 'In' | 'Low' | 'DERBreakthrough' | 190 | 28095.27 | 9.6911 | 28098.8276 | NewCT1-2 | 7.2819 | 1.7467 | 3.5069 | 14.9447 | 3.2776 | 0.93756 | 5.9617 | 7.2105
| 0.96915 | 'Zero' | 8 | 'Mid' | 'Mid' | 'Out' | 'Mid' | 'Ref' | 191 | 27856.5 | 9.6911 | 27862.4267 | NewCT1-3 | 7.0117 | 1.6819 | 4.0537 | 15.4267 | 3.4252 | 1.0572 | 5.9617 | 7.5351
| 1.0243 | 'Large' | 6 | 'Low' | 'High' | 'Out' | 'High' | 'Ref' | 192 | 27856.5 | 9.6911 | 27863.8481 | NewCT1-1 | 8.3995 | 2.0148 | 3.6773 | 15.3832 | 3.4146 | 1.0486 | 5.9617 | 7.5118
| 1.1747 | 'Large' | 2 | 'Low' | 'Low' | 'Out' | 'High' | 'Ref' | 193 | 27856.5 | 13.5116 | 27415.626 | ESR-4h-20 | 10.6678 | 2.5589 | 3.0411 | 19.1115 | 4.5963 | 2.0067 | 5.9617 | 10.1115
| 0.92373 | 'Zero' | 8 | 'Low' | 'Low' | 'In' | 'High' | 'DERBreakthrough' | 194 | 28095.27 | 9.6911 | 28099.7415 | NewCT1-2 | 8.7299 | 2.0941 | 2.6427 | 14.4279 | 3.1217 | 0.81115 | 5.9617 | 6.8675
| 0.9782 | 'Zero' | 8 | 'Mid' | 'High' | 'In' | 'Mid' | 'LimitedEE' | 195 | 30710.37 | 9.7286 | 30705.466 | NewCT1-4 | 8.7684 | 2.1033 | 4.9269 | 16.7588 | 3.8383 | 1.3921 | 5.9617 | 8.4439
| 1.1534 | 'Zero' | 6 | 'Low' | 'Mid' | 'In' | 'Low' | 'LimitedEE' | 196 | 30710.37 | 14.8758 | 30134.126 | ESR-4h-21 | 12.4614 | 2.9891 | 3.5718 | 21.4367 | 5.3256 | 2.598 | 5.9617 | 11.7159
| 0.80207 | 'Moderate' | 8 | 'Mid' | 'Low' | 'In' | 'Mid' | 'DERBreakthrough' | 197 | 28095.27 | 9.6911 | 28098.3312 | NewCT1-1 | 6.7062 | 1.6086 | 3.8272 | 15.1269 | 3.3325 | 0.98203 | 5.9617 | 7.3312
| 0.80374 | 'Moderate' | 2 | 'High' | 'Low' | 'Out' | 'Mid' | 'AllOptions' | 198 | 29266.38 | 16.0872 | 27854.0581 | NewCT2-1 | 9.0652 | 2.1745 | 4.0337 | 22.2954 | 5.5927 | 2.8146 | 5.9617 | 12.3035
| 1.2124 | 'Large' | 8 | 'Mid' | 'High' | 'In' | 'High' | 'LimitedEE' | 199 | 30710.37 | 9.6911 | 30718.1896 | NewCT1-3 | 6.8387 | 1.6404 | 3.4637 | 14.7952 | 3.2308 | 0.89959 | 5.9617 | 7.1075
| 1.0448 | 'Large' | 6 | 'High' | 'Mid' | 'In' | 'Low' | 'DERBreakthrough' | 200 | 28095.27 | 6.299 | 28612.0581 | CC-4 | 4.9293 | 1.1824 | 3.0699 | 10.5513 | 1.8115 | 0 | 5.9617 | 3.9853
| 1.1621 | 'Moderate' | 6 | 'Low' | 'Mid' | 'In' | 'High' | 'DERBreakthrough' | 201 | 28095.27 | 9.6911 | 28102.2459 | NewCT1-1 | 6.908 | 1.657 | 3.549 | 14.8971 | 3.2623 | 0.9251 | 5.9617 | 7.1767
| 1.0517 | 'Large' | 8 | 'Mid' | 'Low' | 'In' | 'Low' | 'Ref' | 202 | 27856.5 | 9.6911 | 27864.157 | NewCT1-2 | 9.5199 | 2.2835 | 3.6255 | 15.6002 | 3.4835 | 1.1044 | 5.9617 | 7.6633
| 1.0712 | 'Large' | 6 | 'High' | 'Mid' | 'In' | 'High' | 'LimitedEE' | 203 | 30710.37 | 10.4411 | 30624.4792 | NewCT2-1 | 6.5678 | 1.5754 | 2.847 | 14.8635 | 3.2575 | 0.92122 | 5.9617 | 7.1662
| 1.1865 | 'Zero' | 2 | 'Low' | 'Mid' | 'In' | 'Mid' | 'Ref' | 204 | 27856.5 | 10.1 | 27805.2352 | NY-5 | 8.04 | 1.9286 | 2.6371 | 14.6657 | 3.1968 | 0.87204 | 5.9617 | 7.0327
| 1.0908 | 'Moderate' | 8 | 'Low' | 'Low' | 'In' | 'High' | 'DERBreakthrough' | 205 | 28095.27 | 9.6911 | 28104.9462 | NewCT1-3 | 8.6753 | 2.081 | 3.1352 | 14.9073 | 3.2689 | 0.93048 | 5.9617 | 7.1913
| 1.1672 | 'Large' | 2 | 'Mid' | 'Mid' | 'In' | 'High' | 'LimitedEE' | 206 | 30710.37 | 16.0872 | 29472.466 | NewCT2-1 | 7.5854 | 1.8195 | 2.7803 | 20.687 | 5.0956 | 2.4115 | 5.9617 | 11.2099
| 0.96545 | 'Moderate' | 2 | 'Low' | 'High' | 'In' | 'High' | 'Ref' | 207 | 27856.5 | 7.5349 | 28166.8668 | ESR-4h-11 | 6.2688 | 1.5037 | 3.5026 | 12.5412 | 2.5193 | 0.32268 | 5.9617 | 5.5421
| 0.88581 | 'Large' | 6 | 'High' | 'Low' | 'In' | 'Mid' | 'DERBreakthrough' | 208 | 28095.27 | 8.122 | 28314.0581 | CC-4 | 4.8033 | 1.1522 | 4.3014 | 13.5755 | 2.839 | 0.58192 | 5.9617 | 6.2455
| 1.2075 | 'Moderate' | 2 | 'Mid' | 'Mid' | 'In' | 'High' | 'DERBreakthrough' | 209 | 28095.27 | 6.4647 | 28582.466 | NY-4 | 4.2244 | 1.0133 | 3.3841 | 10.8621 | 1.9422 | 0 | 5.9617 | 4.2727
| 1.1144 | 'Moderate' | 6 | 'Low' | 'High' | 'In' | 'High' | 'LimitedEE' | 210 | 30710.37 | 10.4411 | 30624.5356 | NewCT2-2 | 7.7481 | 1.8585 | 3.43 | 15.7296 | 3.5259 | 1.1389 | 5.9617 | 7.7568
| 0.84549 | 'Large' | 2 | 'Mid' | 'Low' | 'Out' | 'High' | 'Ref' | 211 | 27856.5 | 10.7971 | 27717.5135 | ESR-4h-23 | 8.5923 | 2.061 | 2.771 | 15.6291 | 3.4997 | 1.1176 | 5.9617 | 7.699
| 1.2248 | 'Zero' | 6 | 'Low' | 'Low' | 'In' | 'High' | 'DERBreakthrough' | 212 | 28095.27 | 10.053 | 28049.7002 | ESR-4h-14 | 7.4954 | 1.7979 | 4.0642 | 15.9151 | 3.5792 | 1.1821 | 5.9617 | 7.874
| 1.2033 | 'Zero' | 4 | 'Low' | 'Mid' | 'In' | 'High' | 'DERBreakthrough' | 213 | 28095.27 | 9.8441 | 28076.3596 | ESR-4h-12 | 6.4553 | 1.5484 | 3.261 | 14.6535 | 3.1878 | 0.86472 | 5.9617 | 7.0129
| 0.99642 | 'Zero' | 6 | 'Low' | 'High' | 'In' | 'Low' | 'Ref' | 214 | 27856.5 | 8.8078 | 27976.126 | NY-3 | 4.5427 | 1.0897 | 3.0639 | 12.9614 | 2.6555 | 0.43314 | 5.9617 | 5.8418
| 1.1308 | 'Moderate' | 2 | 'Mid' | 'Low' | 'In' | 'High' | 'AllOptions' | 215 | 29266.38 | 13.4828 | 28828.466 | NewCT2-1 | 8.4167 | 2.0189 | 3.1825 | 18.6843 | 4.4603 | 1.8965 | 5.9617 | 9.8123
| 1.2034 | 'Large' | 8 | 'Low' | 'High' | 'In' | 'Low' | 'Ref' | 216 | 27856.5 | 9.6911 | 27864.5302 | NewCT1-2 | 7.2347 | 1.7354 | 2.9918 | 14.4183 | 3.1158 | 0.80634 | 5.9617 | 6.8545
| 1.1964 | 'Large' | 4 | 'Mid' | 'High' | 'In' | 'Mid' | 'AllOptions' | 217 | 29266.38 | 8.8832 | 29375.466 | CC-4 | 6.2858 | 1.5078 | 4.2321 | 14.623 | 3.1701 | 0.85038 | 5.9617 | 6.974
| 0.78358 | 'Moderate' | 4 | 'High' | 'High' | 'In' | 'Mid' | 'LimitedEE' | 218 | 30710.37 | 9.6911 | 30711.5758 | NewCT1-2 | 7.4774 | 1.7936 | 3.8547 | 15.3394 | 3.3993 | 1.0362 | 5.9617 | 7.4781
| 1.2015 | 'Large' | 8 | 'Mid' | 'Low' | 'In' | 'High' | 'LimitedEE' | 219 | 30710.37 | 10.4411 | 30620.1892 | NewCT2-3 | 9.8959 | 2.3737 | 3.9325 | 16.7473 | 3.8429 | 1.3959 | 5.9617 | 8.4541
| 1.1508 | 'Moderate' | 4 | 'Low' | 'Low' | 'Out' | 'Low' | 'Ref' | 220 | 27856.5 | 13.1465 | 27453.716 | ESR-4h-20 | 8.4529 | 2.0276 | 2.9013 | 18.0754 | 4.2705 | 1.7426 | 5.9617 | 9.3948
| 1.0697 | 'Zero' | 2 | 'Mid' | 'Mid' | 'Out' | 'Mid' | 'Ref' | 221 | 27856.5 | 10.4411 | 27770.695 | NewCT2-1 | 10.6691 | 2.5592 | 3.3188 | 16.319 | 3.7129 | 1.2904 | 5.9617 | 8.168
| 0.97345 | 'Zero' | 6 | 'High' | 'Low' | 'In' | 'Low' | 'DERBreakthrough' | 222 | 28095.27 | 9.6911 | 28101.4045 | NewCT1-1 | 9.9351 | 2.3831 | 3.3674 | 15.4416 | 3.4356 | 1.0656 | 5.9617 | 7.558
| 0.99157 | 'Moderate' | 4 | 'High' | 'High' | 'In' | 'High' | 'LimitedEE' | 223 | 30710.37 | 9.6911 | 30713.2682 | NewCT1-2 | 6.2877 | 1.5082 | 2.3597 | 13.559 | 2.8499 | 0.59078 | 5.9617 | 6.2696
| 1.1173 | 'Zero' | 6 | 'Low' | 'High' | 'In' | 'High' | 'LimitedEE' | 224 | 30710.37 | 10.4411 | 30624.5356 | NewCT2-2 | 8.5627 | 2.054 | 2.8701 | 15.3651 | 3.4156 | 1.0494 | 5.9617 | 7.514
| 0.82565 | 'Zero' | 8 | 'High' | 'Low' | 'In' | 'High' | 'AllOptions' | 225 | 29266.38 | 9.6911 | 29269.7218 | NewCT1-3 | 7.2246 | 1.733 | 3.0231 | 14.4472 | 3.1247 | 0.81353 | 5.9617 | 6.874
| 1.2144 | 'Large' | 4 | 'Mid' | 'Mid' | 'Out' | 'High' | 'AllOptions' | 226 | 29266.38 | 11.7787 | 29012.466 | NewCT2-2 | 10.7607 | 2.5812 | 3.6263 | 17.9861 | 4.2363 | 1.7149 | 5.9617 | 9.3196
| 1.1058 | 'Large' | 6 | 'Low' | 'High' | 'In' | 'Mid' | 'LimitedEE' | 227 | 30710.37 | 10.4411 | 30623.7491 | NewCT2-3 | 12.7441 | 3.057 | 2.9724 | 16.4704 | 3.7635 | 1.3315 | 5.9617 | 8.2793
| 1.1283 | 'Moderate' | 4 | 'Low' | 'Mid' | 'In' | 'Mid' | 'Ref' | 228 | 27856.5 | 9.6911 | 27856.7703 | NewCT1-2 | 8.7405 | 2.0966 | 3.6977 | 15.4854 | 3.4467 | 1.0746 | 5.9617 | 7.5824
| 1.0599 | 'Large' | 6 | 'Low' | 'High' | 'In' | 'High' | 'Ref' | 229 | 27856.5 | 8.452 | 28028.2128 | ESR-4h-10 | 6.3281 | 1.5179 | 3.0601 | 13.0299 | 2.6772 | 0.45071 | 5.9617 | 5.8895
| 0.80878 | 'Large' | 6 | 'High' | 'Low' | 'In' | 'Low' | 'LimitedEE' | 230 | 30710.37 | 14.5045 | 30170.0581 | NewCT2-3 | 11.2778 | 2.7052 | 3.8679 | 21.0776 | 5.2098 | 2.5041 | 5.9617 | 11.4611
| 1.1452 | 'Moderate' | 8 | 'Mid' | 'Low' | 'In' | 'Mid' | 'DERBreakthrough' | 231 | 28095.27 | 9.6911 | 28098.3312 | NewCT1-1 | 8.521 | 2.0439 | 3.6341 | 15.3692 | 3.4105 | 1.0453 | 5.9617 | 7.5028
| 1.193 | 'Large' | 6 | 'Low' | 'Low' | 'In' | 'High' | 'AllOptions' | 232 | 29266.38 | 10.4411 | 29179.4701 | NewCT2-3 | 6.9292 | 1.6621 | 3.7973 | 15.9005 | 3.5768 | 1.1801 | 5.9617 | 7.8687
| 0.78479 | 'Large' | 8 | 'Mid' | 'High' | 'Out' | 'Mid' | 'DERBreakthrough' | 233 | 28095.27 | 9.0921 | 28175.466 | CC-4 | 7.6981 | 1.8466 | 3.8811 | 14.8198 | 3.2351 | 0.90309 | 5.9617 | 7.117
| 0.873 | 'Moderate' | 6 | 'Mid' | 'High' | 'In' | 'Mid' | 'LimitedEE' | 234 | 30710.37 | 10.4411 | 30623.8894 | NewCT2-1 | 7.7941 | 1.8696 | 4.1941 | 16.5047 | 3.7642 | 1.332 | 5.9617 | 8.2808
| 1.0121 | 'Zero' | 4 | 'Mid' | 'High' | 'In' | 'Low' | 'LimitedEE' | 235 | 30710.37 | 11.473 | 30491.466 | NewCT2-2 | 8.6768 | 2.0813 | 2.9378 | 16.4922 | 3.7706 | 1.3373 | 5.9617 | 8.2951
| 1.1868 | 'Large' | 4 | 'Mid' | 'Low' | 'In' | 'High' | 'LimitedEE' | 236 | 30710.37 | 16.0872 | 29568.466 | NewCT2-2 | 11.0084 | 2.6406 | 3.9857 | 22.7135 | 5.725 | 2.9219 | 5.9617 | 12.5946
| 1.2217 | 'Large' | 8 | 'Low' | 'Low' | 'Out' | 'Low' | 'DERBreakthrough' | 237 | 28095.27 | 10.4411 | 28007.6447 | NewCT2-4 | 5.266 | 1.2632 | 3.2655 | 14.9697 | 3.2875 | 0.94559 | 5.9617 | 7.2323
| 1.1913 | 'Zero' | 4 | 'Low' | 'Mid' | 'In' | 'Mid' | 'LimitedEE' | 238 | 30710.37 | 16.0872 | 29758.126 | ESR-4h-21 | 12.1689 | 2.919 | 4.8111 | 23.8172 | 6.0664 | 3.1987 | 5.9617 | 13.3457
| 0.97182 | 'Moderate' | 6 | 'Low' | 'Mid' | 'Out' | 'Low' | 'Ref' | 239 | 27856.5 | 10.4411 | 27769.0659 | NewCT2-1 | 7.9781 | 1.9137 | 3.4441 | 15.7989 | 3.5477 | 1.1565 | 5.9617 | 7.8046
| 0.7995 | 'Zero' | 4 | 'Mid' | 'High' | 'In' | 'Mid' | 'DERBreakthrough' | 240 | 28095.27 | 6.225 | 28625.466 | CC-4 | 6.5612 | 1.5739 | 2.4163 | 10.2151 | 1.6738 | 0 | 5.9617 | 3.6822
| 0.98598 | 'Zero' | 6 | 'High' | 'Low' | 'In' | 'Low' | 'Ref' | 241 | 27856.5 | 9.6911 | 27861.8691 | NewCT1-1 | 6.331 | 1.5186 | 3.7563 | 14.966 | 3.2823 | 0.94132 | 5.9617 | 7.2207
| 0.89091 | 'Zero' | 8 | 'Mid' | 'Mid' | 'In' | 'Mid' | 'AllOptions' | 242 | 29266.38 | 9.6911 | 29273.7486 | NewCT1-3 | 8.9103 | 2.1373 | 3.1127 | 14.9411 | 3.2798 | 0.93929 | 5.9617 | 7.2152
| 1.2269 | 'Moderate' | 6 | 'Mid' | 'Low' | 'In' | 'Low' | 'AllOptions' | 243 | 29266.38 | 10.4411 | 29176.8485 | NewCT2-2 | 7.9778 | 1.9136 | 3.0773 | 15.432 | 3.4349 | 1.0651 | 5.9617 | 7.5566
| 1.0794 | 'Large' | 2 | 'High' | 'Low' | 'Out' | 'High' | 'DERBreakthrough' | 244 | 28095.27 | 10.4411 | 28009.4783 | NewCT2-1 | 9.0121 | 2.1618 | 3.1024 | 15.7053 | 3.521 | 1.1349 | 5.9617 | 7.7458
| 0.88737 | 'Moderate' | 2 | 'Mid' | 'High' | 'In' | 'Mid' | 'AllOptions' | 245 | 29266.38 | 8.8832 | 29375.466 | NY-5 | 7.7157 | 1.8508 | 2.3691 | 13.103 | 2.7059 | 0.47405 | 5.9617 | 5.9528
| 1.1784 | 'Zero' | 8 | 'Mid' | 'Low' | 'In' | 'High' | 'LimitedEE' | 246 | 30710.37 | 10.4411 | 30620.1892 | NewCT2-3 | 7.0908 | 1.7009 | 3.8771 | 16.019 | 3.6135 | 1.2099 | 5.9617 | 7.9495
| 0.82747 | 'Zero' | 2 | 'Mid' | 'Low' | 'Out' | 'Mid' | 'AllOptions' | 247 | 29266.38 | 16.0872 | 27939.5853 | ESR-4h-28 | 12.9579 | 3.1082 | 3.7196 | 22.9151 | 5.7908 | 2.9752 | 5.9617 | 12.7394
| 1.0043 | 'Large' | 8 | 'Low' | 'Mid' | 'In' | 'Mid' | 'DERBreakthrough' | 248 | 28095.27 | 9.6911 | 28104.0891 | NewCT1-2 | 7.7592 | 1.8612 | 3.7588 | 15.311 | 3.3911 | 1.0296 | 5.9617 | 7.4602
| 0.87748 | 'Large' | 8 | 'Mid' | 'Mid' | 'In' | 'Low' | 'AllOptions' | 249 | 29266.38 | 9.6911 | 29275.1907 | NewCT1-4 | 6.768 | 1.6234 | 3.5251 | 14.8396 | 3.2443 | 0.91055 | 5.9617 | 7.1372
| 0.97522 | 'Zero' | 8 | 'Low' | 'Mid' | 'Out' | 'High' | 'DERBreakthrough' | 250 | 28095.27 | 9.6911 | 28102.4394 | NewCT1-4 | 6.3411 | 1.5211 | 3.7748 | 14.9869 | 3.2887 | 0.94655 | 5.9617 | 7.2349
| 0.88276 | 'Zero' | 6 | 'Mid' | 'Mid' | 'In' | 'Mid' | 'Ref' | 251 | 27856.5 | 8.6 | 28007.1116 | NY-3 | 7.8533 | 1.8838 | 3.7457 | 14.2294 | 3.0499 | 0.75296 | 5.9617 | 6.7096
| 1.143 | 'Moderate' | 8 | 'Low' | 'High' | 'Out' | 'Low' | 'Ref' | 252 | 27856.5 | 9.6911 | 27860.5623 | NewCT1-3 | 10.3186 | 2.4751 | 3.6128 | 15.779 | 3.54 | 1.1503 | 5.9617 | 7.7877
| 0.82449 | 'Moderate' | 8 | 'High' | 'High' | 'In' | 'High' | 'DERBreakthrough' | 253 | 28095.27 | 2.4988 | 29562.776 | CC-2 | 1.8764 | 0.45009 | 2.6149 | 5.5638 | -0.33705 | 0 | 5.9617 | -0.74149
| 1.0061 | 'Moderate' | 6 | 'Low' | 'High' | 'In' | 'Low' | 'DERBreakthrough' | 254 | 28095.27 | 8.3795 | 28276.126 | ESR-4h-16 | 5.626 | 1.3495 | 3.4014 | 13.1304 | 2.706 | 0.47411 | 5.9617 | 5.953
| 0.87352 | 'Zero' | 6 | 'High' | 'Low' | 'Out' | 'Low' | 'DERBreakthrough' | 255 | 28095.27 | 10.4411 | 28009.0536 | NewCT2-1 | 7.9557 | 1.9083 | 4.5868 | 16.9362 | 3.8971 | 1.4398 | 5.9617 | 8.5732
| 1.2117 | 'Moderate' | 6 | 'Low' | 'Low' | 'In' | 'Low' | 'Ref' | 256 | 27856.5 | 10.4411 | 27770.2984 | NewCT2-1 | 6.8925 | 1.6533 | 2.88 | 14.9744 | 3.2922 | 0.94938 | 5.9617 | 7.2426
| 1.0452 | 'Zero' | 8 | 'Low' | 'High' | 'In' | 'Low' | 'Ref' | 257 | 27856.5 | 8.8078 | 27976.126 | NY-3 | 8.0548 | 1.9321 | 3.375 | 14.1149 | 3.0169 | 0.72616 | 5.9617 | 6.6369
| 0.84633 | 'Zero' | 2 | 'Mid' | 'Low' | 'In' | 'Low' | 'Ref' | 258 | 27856.5 | 10.4136 | 27764.466 | NY-5 | 6.1935 | 1.4856 | 3.4062 | 15.3054 | 3.3923 | 1.0305 | 5.9617 | 7.4627
| 0.87334 | 'Large' | 6 | 'Mid' | 'High' | 'In' | 'Low' | 'AllOptions' | 259 | 29266.38 | 9.6911 | 29274.6496 | NewCT1-1 | 6.7494 | 1.619 | 3.0832 | 14.3933 | 3.1071 | 0.79933 | 5.9617 | 6.8354
| 1.1287 | 'Moderate' | 2 | 'Low' | 'Low' | 'In' | 'Mid' | 'AllOptions' | 260 | 29266.38 | 15.4569 | 28674.4037 | ESR-4h-25 | 10.3624 | 2.4856 | 3.1973 | 21.1398 | 5.235 | 2.5246 | 5.9617 | 11.5166
| 0.98543 | 'Moderate' | 2 | 'Mid' | 'Low' | 'In' | 'High' | 'DERBreakthrough' | 261 | 28095.27 | 9.6911 | 28096.0341 | NewCT1-1 | 10.6338 | 2.5507 | 3.0342 | 15.276 | 3.3861 | 1.0255 | 5.9617 | 7.4491
| 0.85183 | 'Moderate' | 4 | 'Mid' | 'High' | 'Out' | 'High' | 'AllOptions' | 262 | 29266.38 | 9.8519 | 29245.466 | NewCT1-2 | 7.6495 | 1.8349 | 4.4301 | 16.1169 | 3.6398 | 1.2312 | 5.9617 | 8.0073
| 0.91249 | 'Moderate' | 4 | 'Mid' | 'High' | 'In' | 'Mid' | 'DERBreakthrough' | 263 | 28095.27 | 4.7357 | 28925.466 | NY-2 | 5.6813 | 1.3628 | 3.3353 | 9.4338 | 1.326 | 0 | 5.9617 | 2.917
| 1.1328 | 'Large' | 8 | 'Low' | 'Mid' | 'In' | 'Low' | 'Ref' | 264 | 27856.5 | 9.6911 | 27856.86 | NewCT1-2 | 6.5644 | 1.5746 | 4.0481 | 15.3137 | 3.3896 | 1.0283 | 5.9617 | 7.4568
| 0.93604 | 'Large' | 8 | 'High' | 'Low' | 'In' | 'Low' | 'DERBreakthrough' | 265 | 28095.27 | 9.6911 | 28104.8475 | NewCT1-1 | 9.5633 | 2.294 | 2.7545 | 14.7395 | 3.2191 | 0.89014 | 5.9617 | 7.0818
| 1.1196 | 'Large' | 6 | 'Low' | 'Mid' | 'In' | 'Mid' | 'DERBreakthrough' | 266 | 28095.27 | 9.6911 | 28104.0725 | NewCT1-2 | 6.1747 | 1.4811 | 2.7507 | 13.9229 | 2.9615 | 0.68123 | 5.9617 | 6.515
| 1.1925 | 'Moderate' | 8 | 'Low' | 'Low' | 'In' | 'Mid' | 'LimitedEE' | 267 | 30710.37 | 13.7164 | 30249.2696 | ESR-4h-18 | 16.0619 | 3.8528 | 3.7708 | 21.34 | 5.2934 | 2.5719 | 5.9617 | 11.6451
| 0.96389 | 'Moderate' | 4 | 'Mid' | 'Mid' | 'In' | 'Mid' | 'LimitedEE' | 268 | 30710.37 | 12.9794 | 30324.966 | ESR-4h-26 | 9.5723 | 2.2961 | 3.5449 | 18.8205 | 4.5003 | 1.9289 | 5.9617 | 9.9003
| 0.85578 | 'Moderate' | 2 | 'Mid' | 'Mid' | 'In' | 'Low' | 'LimitedEE' | 269 | 30710.37 | 16.0872 | 29433.4443 | ESR-4h-29 | 16.5768 | 3.9763 | 4.4215 | 24.485 | 6.2804 | 3.3721 | 5.9617 | 13.8163
| 0.85378 | 'Large' | 6 | 'Mid' | 'Low' | 'In' | 'High' | 'LimitedEE' | 270 | 30710.37 | 10.9335 | 30555.3252 | ESR-4h-24 | 7.5649 | 1.8146 | 3.6791 | 16.4271 | 3.744 | 1.3157 | 5.9617 | 8.2364
| 1.0925 | 'Large' | 4 | 'Low' | 'Low' | 'In' | 'Low' | 'LimitedEE' | 271 | 30710.37 | 16.0872 | 29281.126 | ESR-4h-27 | 9.3182 | 2.2352 | 3.2995 | 21.6218 | 5.3863 | 2.6472 | 5.9617 | 11.8493
| 0.94682 | 'Large' | 6 | 'High' | 'Low' | 'In' | 'Low' | 'Ref' | 272 | 27856.5 | 8.995 | 27950.0581 | CC-4 | 8.6535 | 2.0757 | 2.9951 | 14.0658 | 3.0046 | 0.71616 | 5.9617 | 6.6098
| 1.0653 | 'Moderate' | 2 | 'Mid' | 'Mid' | 'In' | 'High' | 'DERBreakthrough' | 273 | 28095.27 | 6.4647 | 28582.466 | NY-4 | 6.2028 | 1.4879 | 4.2174 | 12.17 | 2.3962 | 0.22292 | 5.9617 | 5.2714
| 1.0343 | 'Moderate' | 6 | 'Mid' | 'Low' | 'Out' | 'Mid' | 'AllOptions' | 274 | 29266.38 | 13.9041 | 28785.7356 | ESR-4h-22 | 10.6826 | 2.5624 | 3.8026 | 20.2691 | 4.9552 | 2.2977 | 5.9617 | 10.9011
| 1.0126 | 'Moderate' | 4 | 'Low' | 'Low' | 'In' | 'Mid' | 'LimitedEE' | 275 | 30710.37 | 16.0872 | 29943.6903 | ESR-4h-31 | 16.2585 | 3.9 | 3.3443 | 23.3314 | 5.9253 | 3.0843 | 5.9617 | 13.0353
| 0.87674 | 'Moderate' | 6 | 'High' | 'High' | 'In' | 'Low' | 'Ref' | 276 | 27856.5 | 3.5 | 28999.0734 | NY-1 | 2.7217 | 0.65285 | 4.2992 | 8.452 | 0.89104 | 0 | 5.9617 | 1.9602
| 1.0971 | 'Zero' | 6 | 'Low' | 'High' | 'In' | 'High' | 'AllOptions' | 277 | 29266.38 | 9.6911 | 29273.1244 | NewCT1-2 | 7.3393 | 1.7605 | 3.4445 | 14.8961 | 3.2628 | 0.92554 | 5.9617 | 7.1779
| 0.98453 | 'Large' | 4 | 'High' | 'High' | 'In' | 'Low' | 'LimitedEE' | 278 | 30710.37 | 10.4411 | 30622.9476 | NewCT2-1 | 6.7992 | 1.6309 | 3.7241 | 15.7961 | 3.5445 | 1.1539 | 5.9617 | 7.7975
| 0.89802 | 'Large' | 2 | 'Mid' | 'Low' | 'In' | 'High' | 'LimitedEE' | 279 | 30710.37 | 16.0872 | 29469.5853 | ESR-4h-29 | 13.8807 | 3.3296 | 3.5003 | 22.9171 | 5.7933 | 2.9772 | 5.9617 | 12.7448
| 0.93708 | 'Moderate' | 4 | 'Mid' | 'High' | 'In' | 'High' | 'AllOptions' | 280 | 29266.38 | 6.7412 | 29705.466 | NY-5 | 7.3848 | 1.7714 | 3.2729 | 11.7854 | 2.2827 | 0.13089 | 5.9617 | 5.0217
| 0.83777 | 'Moderate' | 2 | 'Mid' | 'Mid' | 'In' | 'Mid' | 'DERBreakthrough' | 281 | 28095.27 | 7.5447 | 28402.466 | NY-5 | 7.999 | 1.9187 | 3.5185 | 12.9818 | 2.6582 | 0.43531 | 5.9617 | 5.8477
| 0.89728 | 'Large' | 8 | 'Mid' | 'High' | 'In' | 'Low' | 'Ref' | 282 | 27856.5 | 3.75 | 28930.8902 | NY-5 | 4.8398 | 1.1609 | 2.8662 | 7.7771 | 0.61588 | 0 | 5.9617 | 1.3549
| 1.0019 | 'Large' | 8 | 'High' | 'High' | 'In' | 'High' | 'DERBreakthrough' | 283 | 28095.27 | 1.9555 | 29788.65 | NY-2 | 2.8425 | 0.68183 | 2.8797 | 5.517 | -0.36025 | 0 | 5.9617 | -0.79253
| 1.1002 | 'Large' | 6 | 'Low' | 'Mid' | 'In' | 'Low' | 'DERBreakthrough' | 284 | 28095.27 | 9.6911 | 28104.2726 | NewCT1-3 | 6.3094 | 1.5134 | 2.7499 | 13.9544 | 2.9714 | 0.68931 | 5.9617 | 6.5369
| 1.1216 | 'Moderate' | 2 | 'Mid' | 'Low' | 'In' | 'High' | 'DERBreakthrough' | 285 | 28095.27 | 9.6911 | 28096.0341 | NewCT1-1 | 10.3294 | 2.4777 | 3.752 | 15.9208 | 3.5836 | 1.1856 | 5.9617 | 7.8836
| 1.1072 | 'Zero' | 6 | 'Mid' | 'High' | 'In' | 'High' | 'AllOptions' | 286 | 29266.38 | 8.67 | 29405.466 | NY-3 | 4.6552 | 1.1166 | 3.3487 | 13.1353 | 2.708 | 0.47573 | 5.9617 | 5.9574
| 1.0199 | 'Zero' | 6 | 'High' | 'Mid' | 'In' | 'Low' | 'Ref' | 287 | 27856.5 | 7.8 | 28125.298 | NY-2 | 5.9912 | 1.4371 | 3.7432 | 12.9803 | 2.6558 | 0.43341 | 5.9617 | 5.8426
| 0.94055 | 'Moderate' | 6 | 'Low' | 'High' | 'In' | 'Mid' | 'LimitedEE' | 288 | 30710.37 | 10.4411 | 30621.1568 | NewCT2-1 | 6.8729 | 1.6486 | 3.5644 | 15.6541 | 3.501 | 1.1187 | 5.9617 | 7.7019
| 1.1145 | 'Moderate' | 8 | 'Low' | 'High' | 'In' | 'Mid' | 'DERBreakthrough' | 289 | 28095.27 | 8.9818 | 28190.6745 | ESR-4h-14 | 7.374 | 1.7688 | 3.0788 | 13.8295 | 2.9293 | 0.65513 | 5.9617 | 6.4442
| 0.94667 | 'Large' | 2 | 'High' | 'Mid' | 'In' | 'Low' | 'LimitedEE' | 290 | 30710.37 | 16.0872 | 29352.0581 | NewCT2-1 | 9.3389 | 2.2401 | 2.3383 | 20.6656 | 5.0925 | 2.409 | 5.9617 | 11.2031
| 0.90356 | 'Large' | 6 | 'Mid' | 'High' | 'In' | 'Mid' | 'Ref' | 291 | 27856.5 | 3 | 29151.9956 | NY-4 | 2.2553 | 0.54097 | 2.6823 | 6.2233 | -0.05303 | 0 | 5.9617 | -0.11666
| 1.0465 | 'Large' | 8 | 'Mid' | 'Low' | 'In' | 'Low' | 'DERBreakthrough' | 292 | 28095.27 | 9.6911 | 28098.8276 | NewCT1-2 | 8.4235 | 2.0206 | 2.683 | 14.3946 | 3.1109 | 0.80238 | 5.9617 | 6.8437
| 1.2159 | 'Zero' | 4 | 'Mid' | 'Mid' | 'In' | 'Mid' | 'AllOptions' | 293 | 29266.38 | 10.4411 | 29173.8422 | NewCT2-1 | 9.4553 | 2.2681 | 3.5575 | 16.2667 | 3.6943 | 1.2754 | 5.9617 | 8.1272
| 1.0338 | 'Zero' | 8 | 'High' | 'Mid' | 'Out' | 'High' | 'LimitedEE' | 294 | 30710.37 | 10.4411 | 30621.2993 | NewCT2-3 | 9.9963 | 2.3978 | 3.6709 | 16.5098 | 3.7701 | 1.3369 | 5.9617 | 8.2939
| 0.89884 | 'Zero' | 2 | 'Mid' | 'Low' | 'In' | 'Mid' | 'LimitedEE' | 295 | 30710.37 | 16.0872 | 29139.5853 | ESR-4h-29 | 8.9814 | 2.1544 | 3.7685 | 22.01 | 5.5049 | 2.7434 | 5.9617 | 12.1102
| 1.1658 | 'Moderate' | 4 | 'Mid' | 'Low' | 'In' | 'Mid' | 'AllOptions' | 296 | 29266.38 | 10.4411 | 29176.4645 | NewCT2-2 | 8.9979 | 2.1583 | 4.2294 | 16.8288 | 3.8661 | 1.4147 | 5.9617 | 8.5052
| 0.81749 | 'Large' | 2 | 'Mid' | 'High' | 'In' | 'Low' | 'Ref' | 297 | 27856.5 | 3.75 | 28930.8902 | NY-5 | 4.0101 | 0.9619 | 3.1004 | 7.8123 | 0.62841 | 0 | 5.9617 | 1.3825
| 0.89168 | 'Moderate' | 2 | 'Mid' | 'Low' | 'In' | 'High' | 'AllOptions' | 298 | 29266.38 | 11.557 | 29038.287 | ESR-4h-24 | 8.4153 | 2.0186 | 2.5586 | 16.1342 | 3.6608 | 1.2483 | 5.9617 | 8.0535
| 1.2035 | 'Moderate' | 4 | 'Low' | 'Mid' | 'In' | 'Mid' | 'Ref' | 299 | 27856.5 | 9.8457 | 27837.9699 | ESR-4h-12 | 8.6813 | 2.0824 | 2.9784 | 14.9065 | 3.27 | 0.93135 | 5.9617 | 7.1937
| 1.0501 | 'Zero' | 2 | 'Low' | 'Low' | 'Out' | 'Low' | 'AllOptions' | 300 | 29266.38 | 16.0872 | 27341.126 | ESR-4h-27 | 8.5364 | 2.0476 | 2.9225 | 21.0574 | 5.2113 | 2.5053 | 5.9617 | 11.4644
| 1.1706 | 'Moderate' | 2 | 'Mid' | 'Low' | 'In' | 'Low' | 'DERBreakthrough' | 301 | 28095.27 | 10.4411 | 28008.6066 | NewCT2-1 | 10.1237 | 2.4284 | 3.0601 | 15.9295 | 3.5921 | 1.1925 | 5.9617 | 7.9023
| 1.1617 | 'Large' | 6 | 'Low' | 'High' | 'Out' | 'Mid' | 'Ref' | 302 | 27856.5 | 9.6911 | 27861.0705 | NewCT1-2 | 8.6767 | 2.0813 | 2.6232 | 14.3955 | 3.1117 | 0.80302 | 5.9617 | 6.8454
| 1.0895 | 'Large' | 4 | 'Low' | 'Low' | 'In' | 'Low' | 'AllOptions' | 303 | 29266.38 | 14.8115 | 28696.7807 | ESR-4h-21 | 13.3715 | 3.2074 | 3.4356 | 21.4546 | 5.3324 | 2.6035 | 5.9617 | 11.7307
| 0.93315 | 'Zero' | 2 | 'Mid' | 'High' | 'In' | 'Low' | 'LimitedEE' | 304 | 30710.37 | 12.5498 | 30370.966 | ESR-4h-28 | 8.1063 | 1.9445 | 2.7284 | 17.2227 | 4.0029 | 1.5256 | 5.9617 | 8.806
| 0.9544 | 'Large' | 6 | 'Mid' | 'Mid' | 'Out' | 'High' | 'DERBreakthrough' | 305 | 28095.27 | 9.6911 | 28105.1198 | NewCT1-2 | 4.904 | 1.1763 | 3.71 | 14.5774 | 3.16 | 0.84222 | 5.9617 | 6.9518
| 1.1447 | 'Large' | 2 | 'Low' | 'High' | 'Out' | 'Mid' | 'Ref' | 306 | 27856.5 | 10.0504 | 27810.126 | NewCT1-1 | 10.163 | 2.4378 | 2.2116 | 14.6998 | 3.2111 | 0.88362 | 5.9617 | 7.0641
| 1.1745 | 'Zero' | 4 | 'Mid' | 'Low' | 'In' | 'Low' | 'AllOptions' | 307 | 29266.38 | 13.0411 | 28874.466 | NewCT2-2 | 8.2989 | 1.9907 | 2.4987 | 17.5304 | 4.1019 | 1.6059 | 5.9617 | 9.0238
| 0.88746 | 'Zero' | 8 | 'Mid' | 'High' | 'In' | 'Mid' | 'AllOptions' | 308 | 29266.38 | 9.6911 | 29270.489 | NewCT1-1 | 5.2122 | 1.2503 | 2.8967 | 13.838 | 2.9335 | 0.65854 | 5.9617 | 6.4534
| 1.1728 | 'Zero' | 2 | 'Mid' | 'High' | 'In' | 'High' | 'LimitedEE' | 309 | 30710.37 | 11.8758 | 30445.466 | NewCT2-1 | 10.1477 | 2.4341 | 3.709 | 18.0189 | 4.246 | 1.7227 | 5.9617 | 9.3408
| 0.83737 | 'Zero' | 8 | 'Mid' | 'Mid' | 'In' | 'Mid' | 'LimitedEE' | 310 | 30710.37 | 10.4411 | 30615.6514 | NewCT2-2 | 8.6414 | 2.0728 | 1.7691 | 14.2829 | 3.0832 | 0.77996 | 5.9617 | 6.7829
| 0.96056 | 'Moderate' | 2 | 'Mid' | 'Mid' | 'In' | 'Mid' | 'Ref' | 311 | 27856.5 | 6.5 | 28339.2899 | NY-5 | 5.8952 | 1.4141 | 2.5823 | 10.4964 | 1.7934 | 0 | 5.9617 | 3.9453
| 0.83264 | 'Moderate' | 6 | 'Mid' | 'Mid' | 'In' | 'Low' | 'Ref' | 312 | 27856.5 | 8.3718 | 28038.466 | NY-5 | 5.7843 | 1.3875 | 2.4682 | 12.2275 | 2.4289 | 0.2494 | 5.9617 | 5.3433
| 0.92948 | 'Moderate' | 4 | 'High' | 'High' | 'In' | 'Mid' | 'AllOptions' | 313 | 29266.38 | 6.0285 | 29832.776 | NY-4 | 6.3102 | 1.5136 | 1.8111 | 9.3532 | 1.3085 | 0 | 5.9617 | 2.8785
| 0.92195 | 'Moderate' | 2 | 'Mid' | 'Mid' | 'In' | 'Low' | 'Ref' | 314 | 27856.5 | 8.3718 | 28038.466 | NY-5 | 7.0298 | 1.6863 | 3.5212 | 13.5793 | 2.8467 | 0.58815 | 5.9617 | 6.2624
| 0.95665 | 'Moderate' | 2 | 'High' | 'Low' | 'Out' | 'Low' | 'LimitedEE' | 315 | 30710.37 | 16.0872 | 27490.0581 | NewCT2-1 | 12.0353 | 2.8869 | 5.6273 | 24.6013 | 6.3071 | 3.3938 | 5.9617 | 13.8751
| 0.84364 | 'Moderate' | 8 | 'High' | 'Mid' | 'Out' | 'High' | 'Ref' | 316 | 27856.5 | 7.9174 | 28106.0581 | NY-5 | 6.6012 | 1.5834 | 4.1606 | 13.6614 | 2.8673 | 0.60485 | 5.9617 | 6.3078
| 0.79113 | 'Moderate' | 6 | 'Mid' | 'Low' | 'In' | 'High' | 'DERBreakthrough' | 317 | 28095.27 | 9.6911 | 28096.0341 | NewCT1-1 | 8.1978 | 1.9664 | 3.3868 | 15.0443 | 3.3101 | 0.96385 | 5.9617 | 7.2818
| 0.79806 | 'Large' | 2 | 'High' | 'Low' | 'In' | 'High' | 'DERBreakthrough' | 318 | 28095.27 | 6.1235 | 28644.0581 | CC-4 | 3.4798 | 0.83471 | 3.5018 | 10.46 | 1.7672 | 0 | 5.9617 | 3.8877
| 0.7898 | 'Zero' | 2 | 'Mid' | 'High' | 'In' | 'Mid' | 'Ref' | 319 | 27856.5 | 5.0146 | 28625.466 | CC-4 | 4.6722 | 1.1207 | 3.3397 | 9.4751 | 1.3437 | 0 | 5.9617 | 2.9561
| 0.90039 | 'Large' | 4 | 'High' | 'Low' | 'In' | 'Mid' | 'DERBreakthrough' | 320 | 28095.27 | 8.122 | 28314.0581 | CC-4 | 7.5608 | 1.8136 | 3.3127 | 13.2483 | 2.7439 | 0.50486 | 5.9617 | 6.0364
| 0.86535 | 'Large' | 6 | 'High' | 'High' | 'Out' | 'Low' | 'AllOptions' | 321 | 29266.38 | 9.6911 | 29274.7816 | NewCT1-3 | 8.961 | 2.1495 | 3.7782 | 15.6188 | 3.4881 | 1.1082 | 5.9617 | 7.6735
| 0.82 | 'Large' | 2 | 'Mid' | 'Mid' | 'In' | 'High' | 'LimitedEE' | 322 | 30710.37 | 14.9456 | 30127.4443 | ESR-4h-28 | 9.3254 | 2.2369 | 4.5396 | 21.7221 | 5.4076 | 2.6645 | 5.9617 | 11.8963
| 0.83604 | 'Large' | 2 | 'Mid' | 'High' | 'In' | 'High' | 'AllOptions' | 323 | 29266.38 | 6.7412 | 29705.466 | CC-4 | 5.5668 | 1.3353 | 3.0954 | 11.1719 | 2.0793 | 0 | 5.9617 | 4.5742
| 0.91498 | 'Zero' | 8 | 'Mid' | 'Low' | 'In' | 'Low' | 'AllOptions' | 324 | 29266.38 | 10.4411 | 29176.8485 | NewCT2-1 | 8.518 | 2.0432 | 3.0676 | 15.5519 | 3.4729 | 1.0959 | 5.9617 | 7.64
| 1.0016 | 'Large' | 8 | 'Mid' | 'Mid' | 'In' | 'Low' | 'Ref' | 325 | 27856.5 | 8.3718 | 28038.466 | CC-4 | 7.2593 | 1.7413 | 3.2042 | 13.3173 | 2.7666 | 0.52326 | 5.9617 | 6.0864
| 0.80453 | 'Moderate' | 4 | 'High' | 'Low' | 'In' | 'High' | 'AllOptions' | 326 | 29266.38 | 9.6911 | 29274.7577 | NewCT1-2 | 7.6397 | 1.8326 | 3.3434 | 14.867 | 3.2545 | 0.91879 | 5.9617 | 7.1596
| 0.82621 | 'Large' | 2 | 'High' | 'Mid' | 'Out' | 'High' | 'AllOptions' | 327 | 29266.38 | 13.3126 | 28846.0581 | NewCT2-1 | 11.2493 | 2.6984 | 3.3324 | 19.3433 | 4.667 | 2.0641 | 5.9617 | 10.2671
| 1.0566 | 'Large' | 8 | 'Mid' | 'High' | 'In' | 'High' | 'LimitedEE' | 328 | 30710.37 | 9.6911 | 30718.1896 | NewCT1-3 | 5.9325 | 1.423 | 2.3786 | 13.4927 | 2.8288 | 0.57368 | 5.9617 | 6.2232
| 1.2008 | 'Moderate' | 6 | 'Mid' | 'Low' | 'In' | 'Low' | 'AllOptions' | 329 | 29266.38 | 10.4411 | 29176.8485 | NewCT2-2 | 7.8054 | 1.8723 | 2.8273 | 15.1407 | 3.3451 | 0.99228 | 5.9617 | 7.359
| 0.99374 | 'Moderate' | 2 | 'High' | 'High' | 'Out' | 'Mid' | 'AllOptions' | 330 | 29266.38 | 10.4411 | 29172.8535 | NewCT2-1 | 10.294 | 2.4692 | 4.088 | 16.9983 | 3.9208 | 1.459 | 5.9617 | 8.6254
| 0.76937 | 'Zero' | 8 | 'Mid' | 'Mid' | 'Out' | 'High' | 'AllOptions' | 331 | 29266.38 | 9.6911 | 29269.8879 | NewCT1-4 | 7.8125 | 1.874 | 3.6592 | 15.2242 | 3.3646 | 1.0081 | 5.9617 | 7.4018
| 0.99437 | 'Large' | 6 | 'Low' | 'Mid' | 'Out' | 'High' | 'LimitedEE' | 332 | 30710.37 | 13.7256 | 30247.626 | ESR-4h-28 | 10.7324 | 2.5744 | 2.8831 | 19.1832 | 4.6202 | 2.0261 | 5.9617 | 10.1641
| 0.82011 | 'Moderate' | 6 | 'Mid' | 'Mid' | 'In' | 'Mid' | 'LimitedEE' | 333 | 30710.37 | 10.4411 | 30621.2349 | NewCT2-2 | 8.6489 | 2.0746 | 4.8502 | 17.3659 | 4.0305 | 1.548 | 5.9617 | 8.8667
| 0.94485 | 'Large' | 8 | 'High' | 'High' | 'In' | 'Mid' | 'LimitedEE' | 334 | 30710.37 | 9.6911 | 30711.5758 | NewCT1-2 | 5.6042 | 1.3443 | 2.6527 | 13.6881 | 2.8882 | 0.62183 | 5.9617 | 6.3538
| 0.94515 | 'Large' | 2 | 'Low' | 'Mid' | 'In' | 'Low' | 'Ref' | 335 | 27856.5 | 9.6911 | 27864.4617 | NewCT1-1 | 5.7517 | 1.3797 | 2.405 | 13.4757 | 2.8232 | 0.56915 | 5.9617 | 6.2109
| 1.0963 | 'Large' | 2 | 'Mid' | 'High' | 'Out' | 'Low' | 'DERBreakthrough' | 336 | 28095.27 | 9.6911 | 28102.0946 | NewCT1-1 | 5.4596 | 1.3096 | 3.3859 | 14.3866 | 3.1025 | 0.7956 | 5.9617 | 6.8253
| 1.0469 | 'Large' | 4 | 'Mid' | 'Low' | 'In' | 'High' | 'DERBreakthrough' | 337 | 28095.27 | 9.6911 | 28096.0341 | NewCT1-1 | 7.2486 | 1.7387 | 3.2779 | 14.7077 | 3.2047 | 0.87847 | 5.9617 | 7.0502
| 1.0672 | 'Zero' | 4 | 'High' | 'Low' | 'In' | 'High' | 'AllOptions' | 338 | 29266.38 | 9.9405 | 29234.0581 | NewCT1-2 | 7.7548 | 1.8601 | 3.9456 | 15.7462 | 3.5269 | 1.1397 | 5.9617 | 7.7589
| 1.2264 | 'Zero' | 8 | 'Low' | 'Mid' | 'In' | 'Low' | 'LimitedEE' | 339 | 30710.37 | 12.9921 | 30323.626 | ESR-4h-16 | 7.5406 | 1.8088 | 3.5965 | 18.3974 | 4.3663 | 1.8203 | 5.9617 | 9.6056
| 0.92422 | 'Zero' | 4 | 'Mid' | 'Mid' | 'In' | 'Low' | 'LimitedEE' | 340 | 30710.37 | 14.6051 | 30160.4169 | ESR-4h-29 | 8.9234 | 2.1405 | 2.2699 | 19.0155 | 4.5724 | 1.9873 | 5.9617 | 10.0589
| 0.91699 | 'Moderate' | 8 | 'Mid' | 'Low' | 'In' | 'High' | 'Ref' | 341 | 27856.5 | 8.0339 | 28088.466 | NY-5 | 7.1658 | 1.7189 | 2.9234 | 12.6762 | 2.5667 | 0.36112 | 5.9617 | 5.6464
| 0.95377 | 'Moderate' | 8 | 'Low' | 'Low' | 'In' | 'Low' | 'DERBreakthrough' | 342 | 28095.27 | 9.6911 | 28104.263 | NewCT1-4 | 10.6321 | 2.5503 | 2.4071 | 14.6485 | 3.1933 | 0.86918 | 5.9617 | 7.025
| 1.0159 | 'Moderate' | 8 | 'Low' | 'Low' | 'In' | 'Low' | 'DERBreakthrough' | 343 | 28095.27 | 9.9896 | 28057.6765 | ESR-4h-15 | 7.9903 | 1.9166 | 4.3757 | 16.282 | 3.6924 | 1.2738 | 5.9617 | 8.1229
| 1.1395 | 'Zero' | 6 | 'Low' | 'Low' | 'In' | 'Low' | 'DERBreakthrough' | 344 | 28095.27 | 10.4411 | 28000.8261 | NewCT2-2 | 6.1312 | 1.4707 | 2.6415 | 14.5532 | 3.1613 | 0.84323 | 5.9617 | 6.9546
| 1.1904 | 'Large' | 8 | 'Low' | 'Low' | 'In' | 'Low' | 'LimitedEE' | 345 | 30710.37 | 14.7977 | 30141.626 | ESR-4h-20 | 14.8224 | 3.5555 | 3.595 | 21.9482 | 5.4868 | 2.7287 | 5.9617 | 12.0705
| 0.95991 | 'Moderate' | 2 | 'Low' | 'Mid' | 'In' | 'High' | 'LimitedEE' | 346 | 30710.37 | 15.0341 | 30119.0355 | ESR-4h-31 | 16.1608 | 3.8765 | 1.6251 | 20.5358 | 5.0575 | 2.3806 | 5.9617 | 11.126
| 0.8209 | 'Large' | 4 | 'High' | 'Mid' | 'In' | 'Mid' | 'Ref' | 347 | 27856.5 | 3.75 | 28930.5807 | NY-5 | 5.0455 | 1.2103 | 2.6636 | 7.6239 | 0.552 | 0 | 5.9617 | 1.2144
| 0.90442 | 'Large' | 4 | 'High' | 'Mid' | 'In' | 'Low' | 'LimitedEE' | 348 | 30710.37 | 15.3191 | 30092.0581 | NewCT2-2 | 14.9064 | 3.5756 | 3.7967 | 22.6915 | 5.7196 | 2.9175 | 5.9617 | 12.5827
| 0.87391 | 'Zero' | 2 | 'Mid' | 'Mid' | 'In' | 'High' | 'DERBreakthrough' | 349 | 28095.27 | 8.336 | 28282.466 | NY-2 | 8.5432 | 2.0493 | 3.5723 | 13.9575 | 2.9656 | 0.68456 | 5.9617 | 6.524
| 1.1068 | 'Large' | 6 | 'Low' | 'Low' | 'In' | 'Low' | 'Ref' | 350 | 27856.5 | 10.4411 | 27770.2984 | NewCT2-1 | 8.2251 | 1.973 | 3.1426 | 15.5567 | 3.4738 | 1.0966 | 5.9617 | 7.642
| 0.82711 | 'Moderate' | 8 | 'High' | 'Low' | 'Out' | 'High' | 'Ref' | 351 | 27856.5 | 9.6911 | 27860.7402 | NewCT1-2 | 11.2045 | 2.6876 | 3.4821 | 15.8608 | 3.5669 | 1.1721 | 5.9617 | 7.8469
| 1.0716 | 'Large' | 4 | 'Low' | 'High' | 'In' | 'Low' | 'AllOptions' | 352 | 29266.38 | 10.4411 | 29180.4369 | NewCT2-1 | 8.0825 | 1.9388 | 3.4894 | 15.8693 | 3.5695 | 1.1742 | 5.9617 | 7.8526
| 1.1073 | 'Zero' | 2 | 'Mid' | 'High' | 'Out' | 'High' | 'Ref' | 353 | 27856.5 | 8.2558 | 28055.466 | NY-2 | 8.1697 | 1.9597 | 3.15 | 13.3655 | 2.7823 | 0.53594 | 5.9617 | 6.1208
| 1.0451 | 'Zero' | 8 | 'Low' | 'Low' | 'In' | 'Low' | 'AllOptions' | 354 | 29266.38 | 10.4411 | 29175.2546 | NewCT2-3 | 5.7558 | 1.3807 | 3.4356 | 15.2573 | 3.3769 | 1.018 | 5.9617 | 7.4288
| 0.98273 | 'Large' | 2 | 'Mid' | 'Mid' | 'In' | 'Mid' | 'Ref' | 355 | 27856.5 | 6.1388 | 28402.466 | CC-4 | 4.2896 | 1.0289 | 4.0509 | 11.2186 | 2.0886 | 0 | 5.9617 | 4.5947
| 0.98241 | 'Zero' | 6 | 'High' | 'High' | 'Out' | 'High' | 'DERBreakthrough' | 356 | 28095.27 | 7.1 | 28475.4348 | NY-1 | 5.1528 | 1.236 | 3.4621 | 11.7981 | 2.2851 | 0.13286 | 5.9617 | 5.0271
| 1.1579 | 'Moderate' | 6 | 'Low' | 'High' | 'In' | 'Low' | 'Ref' | 357 | 27856.5 | 9.4028 | 27896.2568 | ESR-4h-14 | 6.0026 | 1.4398 | 3.6796 | 14.5223 | 3.1429 | 0.82834 | 5.9617 | 6.9141
| 0.83594 | 'Zero' | 8 | 'High' | 'Mid' | 'In' | 'High' | 'Ref' | 358 | 27856.5 | 5.3459 | 28556.0581 | CC-4 | 4.6403 | 1.1131 | 2.388 | 8.847 | 1.0833 | 0 | 5.9617 | 2.3832
| 1.0443 | 'Zero' | 6 | 'Mid' | 'High' | 'Out' | 'Low' | 'LimitedEE' | 359 | 30710.37 | 14.0692 | 30213.1298 | ESR-4h-24 | 9.855 | 2.3639 | 4.0635 | 20.4966 | 5.0248 | 2.3542 | 5.9617 | 11.0543
| 1.0742 | 'Moderate' | 6 | 'Low' | 'Mid' | 'In' | 'High' | 'LimitedEE' | 360 | 30710.37 | 11.3253 | 30508.626 | ESR-4h-18 | 7.9044 | 1.896 | 4.0386 | 17.26 | 4.0038 | 1.5263 | 5.9617 | 8.808
| 1.0562 | 'Moderate' | 4 | 'Mid' | 'Mid' | 'In' | 'Mid' | 'DERBreakthrough' | 361 | 28095.27 | 7.5447 | 28402.466 | NY-5 | 7.9141 | 1.8984 | 3.1081 | 12.5512 | 2.5257 | 0.32789 | 5.9617 | 5.5563
| 0.87959 | 'Large' | 6 | 'Mid' | 'Low' | 'In' | 'High' | 'DERBreakthrough' | 362 | 28095.27 | 9.6911 | 28096.0341 | NewCT1-1 | 10.5842 | 2.5389 | 3.2835 | 15.5135 | 3.4589 | 1.0846 | 5.9617 | 7.6094
| 0.78379 | 'Large' | 4 | 'High' | 'Low' | 'Out' | 'High' | 'Ref' | 363 | 27856.5 | 9.6911 | 27860.7402 | NewCT1-2 | 8.5121 | 2.0418 | 2.8727 | 14.6056 | 3.1759 | 0.85507 | 5.9617 | 6.9867
| 0.91182 | 'Moderate' | 6 | 'Mid' | 'Low' | 'In' | 'Mid' | 'Ref' | 364 | 27856.5 | 9.6911 | 27864.4621 | NewCT1-1 | 9.6458 | 2.3137 | 2.9065 | 14.9113 | 3.2721 | 0.93306 | 5.9617 | 7.1983
| 0.90572 | 'Zero' | 4 | 'High' | 'Low' | 'In' | 'High' | 'LimitedEE' | 365 | 30710.37 | 14.981 | 30124.0581 | NewCT2-2 | 9.3103 | 2.2333 | 3.6149 | 20.8292 | 5.1335 | 2.4423 | 5.9617 | 11.2934
| 0.898 | 'Zero' | 2 | 'High' | 'Mid' | 'Out' | 'High' | 'AllOptions' | 366 | 29266.38 | 13.3126 | 28846.0581 | NewCT2-1 | 9.2295 | 2.2139 | 3.155 | 18.6815 | 4.4597 | 1.8959 | 5.9617 | 9.8109
| 1.0668 | 'Moderate' | 2 | 'High' | 'Low' | 'Out' | 'Low' | 'DERBreakthrough' | 367 | 28095.27 | 15.1801 | 27490.0581 | NewCT2-1 | 7.9538 | 1.9079 | 3.7787 | 20.8667 | 5.144 | 2.4508 | 5.9617 | 11.3164
| 1.1223 | 'Moderate' | 8 | 'Low' | 'Mid' | 'In' | 'Low' | 'AllOptions' | 368 | 29266.38 | 10.4411 | 29180.4664 | NewCT2-2 | 6.3331 | 1.5191 | 3.5512 | 15.5114 | 3.4561 | 1.0822 | 5.9617 | 7.603
| 1.0337 | 'Zero' | 4 | 'High' | 'Low' | 'In' | 'High' | 'AllOptions' | 369 | 29266.38 | 9.9405 | 29234.0581 | NewCT1-2 | 8.4145 | 2.0184 | 2.9221 | 14.881 | 3.2624 | 0.92521 | 5.9617 | 7.177
| 1.0759 | 'Large' | 4 | 'High' | 'Low' | 'Out' | 'Low' | 'AllOptions' | 370 | 29266.38 | 16.0872 | 28230.0581 | NewCT2-2 | 11.7945 | 2.8292 | 3.8112 | 22.7275 | 5.7309 | 2.9266 | 5.9617 | 12.6075
| 0.89943 | 'Zero' | 6 | 'High' | 'Low' | 'In' | 'Low' | 'DERBreakthrough' | 371 | 28095.27 | 9.6911 | 28101.4045 | NewCT1-1 | 4.784 | 1.1475 | 3.305 | 14.1436 | 3.0265 | 0.73398 | 5.9617 | 6.6581
| 1.1779 | 'Moderate' | 4 | 'Mid' | 'High' | 'In' | 'High' | 'Ref' | 372 | 27856.5 | 3.5 | 28999.89 | NY-1 | 4.5904 | 1.1011 | 3.4927 | 8.0938 | 0.7455 | 0 | 5.9617 | 1.64
| 0.97448 | 'Moderate' | 4 | 'Mid' | 'High' | 'In' | 'Low' | 'Ref' | 373 | 27856.5 | 5 | 28630.6113 | NY-3 | 4.9683 | 1.1918 | 3.6875 | 9.8792 | 1.5143 | 0 | 5.9617 | 3.3313
| 1.234 | 'Moderate' | 4 | 'Mid' | 'High' | 'In' | 'Mid' | 'Ref' | 374 | 27856.5 | 4.3 | 28788.9149 | NY-2 | 3.529 | 0.8465 | 3.2703 | 8.4168 | 0.88751 | 0 | 5.9617 | 1.9524
| 1.1587 | 'Moderate' | 8 | 'Low' | 'Mid' | 'Out' | 'Mid' | 'LimitedEE' | 375 | 30710.37 | 15.951 | 30048.764 | ESR-4h-22 | 14.2564 | 3.4197 | 3.0464 | 22.4171 | 5.6393 | 2.8523 | 5.9617 | 12.406
| 1.2254 | 'Large' | 2 | 'Mid' | 'High' | 'In' | 'Mid' | 'AllOptions' | 376 | 29266.38 | 8.8832 | 29375.466 | CC-4 | 7.9951 | 1.9178 | 2.6925 | 13.4934 | 2.8265 | 0.57176 | 5.9617 | 6.218
| 0.76919 | 'Zero' | 6 | 'High' | 'High' | 'In' | 'High' | 'LimitedEE' | 377 | 30710.37 | 9.6911 | 30720.2767 | NewCT1-2 | 5.9237 | 1.4209 | 3.2732 | 14.3852 | 3.103 | 0.796 | 5.9617 | 6.8264
| 1.0977 | 'Zero' | 2 | 'Low' | 'Low' | 'In' | 'High' | 'Ref' | 378 | 27856.5 | 10.4411 | 27770.7055 | NewCT2-1 | 9.7767 | 2.3452 | 3.4648 | 16.251 | 3.6902 | 1.272 | 5.9617 | 8.1181
| 0.84904 | 'Large' | 8 | 'High' | 'High' | 'In' | 'High' | 'DERBreakthrough' | 379 | 28095.27 | 1.9555 | 29788.65 | NY-2 | 2.5427 | 0.60992 | 2.4073 | 4.9727 | -0.58995 | 0 | 5.9617 | -1.2978
| 0.89729 | 'Moderate' | 4 | 'High' | 'High' | 'In' | 'Low' | 'AllOptions' | 380 | 29266.38 | 7.2616 | 29618.776 | NY-5 | 6.6823 | 1.6029 | 3.9963 | 12.8608 | 2.616 | 0.40113 | 5.9617 | 5.755
| 1.0351 | 'Zero' | 2 | 'High' | 'Low' | 'Out' | 'Mid' | 'AllOptions' | 381 | 29266.38 | 16.0872 | 27854.0581 | NewCT2-1 | 9.3003 | 2.2309 | 2.7554 | 21.0735 | 5.2177 | 2.5106 | 5.9617 | 11.4786
| 1.0953 | 'Large' | 2 | 'Mid' | 'Low' | 'In' | 'Mid' | 'LimitedEE' | 382 | 30710.37 | 16.0872 | 28852.466 | ESR-4h-25 | 8.1133 | 1.9461 | 5.1385 | 23.1718 | 5.8601 | 3.0314 | 5.9617 | 12.8917
| 0.96064 | 'Large' | 8 | 'Mid' | 'Mid' | 'In' | 'High' | 'DERBreakthrough' | 383 | 28095.27 | 5.6578 | 28732.466 | CC-4 | 6.2843 | 1.5074 | 3.7312 | 10.8964 | 1.953 | 0 | 5.9617 | 4.2965
| 1.0925 | 'Moderate' | 4 | 'Low' | 'Mid' | 'Out' | 'High' | 'Ref' | 384 | 27856.5 | 10.4411 | 27764.7204 | NewCT2-2 | 8.1956 | 1.9659 | 2.8553 | 15.2622 | 3.3832 | 1.0232 | 5.9617 | 7.4428
| 1.1784 | 'Zero' | 4 | 'Mid' | 'High' | 'In' | 'Mid' | 'AllOptions' | 385 | 29266.38 | 9.6911 | 29270.489 | NewCT1-1 | 7.942 | 1.9051 | 3.8732 | 15.4693 | 3.4401 | 1.0693 | 5.9617 | 7.568
| 1.2261 | 'Large' | 2 | 'Mid' | 'Mid' | 'In' | 'Low' | 'AllOptions' | 386 | 29266.38 | 13.975 | 28778.466 | NewCT2-1 | 12.0595 | 2.8927 | 4.0266 | 20.8943 | 5.1507 | 2.4562 | 5.9617 | 11.331
| 0.7718 | 'Moderate' | 4 | 'Mid' | 'High' | 'In' | 'High' | 'LimitedEE' | 387 | 30710.37 | 9.6911 | 30712.0534 | NewCT1-2 | 5.5586 | 1.3334 | 4.1397 | 15.1642 | 3.3416 | 0.98945 | 5.9617 | 7.3513
| 1.0305 | 'Large' | 8 | 'Low' | 'Mid' | 'In' | 'Low' | 'Ref' | 388 | 27856.5 | 9.6911 | 27856.86 | NewCT1-2 | 9.6118 | 2.3056 | 3.5982 | 15.5949 | 3.482 | 1.1033 | 5.9617 | 7.6602
| 1.0986 | 'Large' | 8 | 'Low' | 'High' | 'In' | 'High' | 'AllOptions' | 389 | 29266.38 | 9.6911 | 29272.4481 | NewCT1-1 | 7.0759 | 1.6973 | 3.1968 | 14.5852 | 3.1668 | 0.84767 | 5.9617 | 6.9666
| 1.0549 | 'Zero' | 4 | 'High' | 'High' | 'In' | 'Low' | 'LimitedEE' | 390 | 30710.37 | 10.4411 | 30622.9476 | NewCT2-1 | 8.64 | 2.0725 | 3.1012 | 15.6148 | 3.4924 | 1.1117 | 5.9617 | 7.6831
| 1.0296 | 'Zero' | 8 | 'High' | 'Low' | 'In' | 'Low' | 'AllOptions' | 391 | 29266.38 | 9.6911 | 29267.7053 | NewCT1-4 | 9.1532 | 2.1956 | 3.3182 | 15.2049 | 3.3613 | 1.0054 | 5.9617 | 7.3946
| 1.1122 | 'Zero' | 8 | 'Low' | 'Low' | 'In' | 'Low' | 'AllOptions' | 392 | 29266.38 | 10.4411 | 29177.1349 | NewCT2-4 | 12.279 | 2.9454 | 3.6948 | 17.0813 | 3.9502 | 1.4829 | 5.9617 | 8.6902
| 1.1019 | 'Zero' | 8 | 'Mid' | 'High' | 'Out' | 'Low' | 'DERBreakthrough' | 393 | 28095.27 | 9.6911 | 28101.1803 | NewCT1-2 | 7.2193 | 1.7317 | 2.9734 | 14.3962 | 3.109 | 0.80083 | 5.9617 | 6.8395
| 1.0496 | 'Moderate' | 6 | 'Mid' | 'Low' | 'Out' | 'Mid' | 'LimitedEE' | 394 | 30710.37 | 16.0872 | 29132.466 | ESR-4h-25 | 11.6645 | 2.798 | 3.1157 | 22.0008 | 5.5074 | 2.7454 | 5.9617 | 12.1158
| 0.79791 | 'Zero' | 6 | 'High' | 'High' | 'In' | 'High' | 'Ref' | 395 | 27856.5 | 2 | 29530.1452 | CC-2 | 3.0426 | 0.72983 | 3.2324 | 5.9623 | -0.172 | 0 | 5.9617 | -0.37838
| 1.0754 | 'Moderate' | 6 | 'High' | 'Mid' | 'In' | 'Low' | 'AllOptions' | 396 | 29266.38 | 9.6911 | 29273.1748 | NewCT1-2 | 6.5134 | 1.5624 | 3.1485 | 14.4019 | 3.1093 | 0.80111 | 5.9617 | 6.8403
| 1.0462 | 'Zero' | 6 | 'Low' | 'Mid' | 'Out' | 'Low' | 'AllOptions' | 397 | 29266.38 | 12.4839 | 28934.126 | ESR-4h-21 | 9.2991 | 2.2306 | 3.4214 | 18.1359 | 4.2853 | 1.7545 | 5.9617 | 9.4273
| 0.82165 | 'Moderate' | 6 | 'Mid' | 'High' | 'In' | 'Low' | 'LimitedEE' | 398 | 30710.37 | 10.4047 | 30619.9592 | ESR-4h-27 | 6.6576 | 1.597 | 3.5605 | 15.5621 | 3.472 | 1.0952 | 5.9617 | 7.6381
| 1.0558 | 'Zero' | 2 | 'Low' | 'High' | 'In' | 'Low' | 'Ref' | 399 | 27856.5 | 8.8078 | 27976.126 | NY-3 | 6.6171 | 1.5873 | 3.6317 | 14.0268 | 2.9869 | 0.70188 | 5.9617 | 6.571
| 1.1351 | 'Zero' | 2 | 'Low' | 'High' | 'In' | 'High' | 'DERBreakthrough' | 400 | 28095.27 | 9.1823 | 28164.6909 | ESR-4h-13 | 7.6972 | 1.8463 | 3.0387 | 14.0673 | 3.0047 | 0.71625 | 5.9617 | 6.61
| 0.80981 | 'Moderate' | 4 | 'Mid' | 'Mid' | 'In' | 'Mid' | 'DERBreakthrough' | 401 | 28095.27 | 7.5447 | 28402.466 | NY-5 | 6.5235 | 1.5648 | 3.6596 | 12.769 | 2.5898 | 0.37992 | 5.9617 | 5.6975
| 1.0244 | 'Moderate' | 4 | 'Low' | 'Mid' | 'In' | 'Low' | 'AllOptions' | 402 | 29266.38 | 11.24 | 29074.626 | ESR-4h-18 | 11.7479 | 2.818 | 3.3178 | 17.3758 | 4.0463 | 1.5608 | 5.9617 | 8.9015
| 0.80944 | 'Large' | 2 | 'High' | 'Mid' | 'In' | 'Low' | 'Ref' | 403 | 27856.5 | 5.0773 | 28612.0581 | CC-4 | 4.945 | 1.1862 | 4.0897 | 10.3531 | 1.7144 | 0 | 5.9617 | 3.7715
| 1.2189 | 'Zero' | 6 | 'Mid' | 'Low' | 'In' | 'Low' | 'Ref' | 404 | 27856.5 | 9.6911 | 27865.2711 | NewCT1-2 | 7.7465 | 1.8582 | 4.0509 | 15.6001 | 3.4799 | 1.1016 | 5.9617 | 7.6555
| 0.87662 | 'Moderate' | 6 | 'High' | 'Low' | 'In' | 'Mid' | 'Ref' | 405 | 27856.5 | 6.634 | 28314.0581 | NY-5 | 7.0247 | 1.685 | 3.4207 | 11.7398 | 2.2671 | 0.11821 | 5.9617 | 4.9873
| 1.0681 | 'Zero' | 4 | 'Mid' | 'High' | 'In' | 'High' | 'AllOptions' | 406 | 29266.38 | 8.67 | 29405.466 | NY-3 | 6.5189 | 1.5637 | 3.0188 | 13.2525 | 2.7477 | 0.50791 | 5.9617 | 6.0447
| 1.0908 | 'Moderate' | 6 | 'Mid' | 'High' | 'In' | 'High' | 'LimitedEE' | 407 | 30710.37 | 9.6911 | 30718.1896 | NewCT1-3 | 7.306 | 1.7525 | 2.9745 | 14.4181 | 3.1159 | 0.80641 | 5.9617 | 6.8547
| 1.1994 | 'Moderate' | 8 | 'Mid' | 'High' | 'In' | 'Mid' | 'AllOptions' | 408 | 29266.38 | 8.8832 | 29375.466 | NY-5 | 9.3897 | 2.2523 | 3.3937 | 14.5292 | 3.1474 | 0.83201 | 5.9617 | 6.9241
| 1.0458 | 'Moderate' | 8 | 'Mid' | 'Mid' | 'In' | 'Mid' | 'Ref' | 409 | 27856.5 | 6.5 | 28339.2899 | NY-5 | 5.478 | 1.314 | 2.7077 | 10.5217 | 1.8029 | 0 | 5.9617 | 3.9662
| 1.1502 | 'Moderate' | 2 | 'Low' | 'Low' | 'In' | 'Low' | 'DERBreakthrough' | 410 | 28095.27 | 13.1388 | 27693.4465 | ESR-4h-18 | 11.9573 | 2.8682 | 3.4353 | 19.4423 | 4.6974 | 2.0887 | 5.9617 | 10.3339
| 1.1517 | 'Large' | 8 | 'Mid' | 'Mid' | 'In' | 'Mid' | 'AllOptions' | 411 | 29266.38 | 9.6911 | 29275.3984 | NewCT1-3 | 12.9898 | 3.1159 | 3.7086 | 16.5155 | 3.7716 | 1.3381 | 5.9617 | 8.2972
| 1.0731 | 'Zero' | 8 | 'Mid' | 'High' | 'In' | 'Mid' | 'AllOptions' | 412 | 29266.38 | 9.6911 | 29270.489 | NewCT1-1 | 6.7123 | 1.6101 | 2.8205 | 14.1217 | 3.0236 | 0.73162 | 5.9617 | 6.6517
| 1.0461 | 'Zero' | 8 | 'Low' | 'High' | 'In' | 'Low' | 'DERBreakthrough' | 413 | 28095.27 | 9.4573 | 28126.126 | NY-4 | 8.02 | 1.9238 | 3.4947 | 14.8758 | 3.256 | 0.92001 | 5.9617 | 7.1629
| 1.1035 | 'Large' | 8 | 'Low' | 'Mid' | 'In' | 'Mid' | 'LimitedEE' | 414 | 30710.37 | 10.8322 | 30567.126 | ESR-4h-15 | 7.0148 | 1.6827 | 3.4448 | 15.9597 | 3.5984 | 1.1977 | 5.9617 | 7.9162
| 0.87645 | 'Moderate' | 4 | 'Mid' | 'Low' | 'In' | 'Mid' | 'LimitedEE' | 415 | 30710.37 | 16.0872 | 29879.5853 | ESR-4h-29 | 11.6388 | 2.7918 | 4.0326 | 22.9116 | 5.7872 | 2.9722 | 5.9617 | 12.7313
| 1.0126 | 'Moderate' | 2 | 'High' | 'High' | 'In' | 'Mid' | 'DERBreakthrough' | 416 | 28095.27 | 3.5 | 29237.0348 | NY-1 | 4.155 | 0.99667 | 2.125 | 6.6216 | 0.12533 | 0 | 5.9617 | 0.27571
| 1.2342 | 'Large' | 8 | 'Low' | 'Low' | 'In' | 'Mid' | 'AllOptions' | 417 | 29266.38 | 10.4411 | 29177.5145 | NewCT2-3 | 8.3126 | 1.9939 | 3.2542 | 15.6893 | 3.5147 | 1.1297 | 5.9617 | 7.732
| 0.93415 | 'Zero' | 2 | 'Mid' | 'High' | 'In' | 'Low' | 'DERBreakthrough' | 418 | 28095.27 | 7.4877 | 28411.466 | NY-1 | 5.1701 | 1.2402 | 2.8343 | 11.5622 | 2.2159 | 0.076717 | 5.9617 | 4.8748
| 1.2061 | 'Moderate' | 2 | 'Mid' | 'High' | 'In' | 'Mid' | 'DERBreakthrough' | 419 | 28095.27 | 4.7357 | 28925.466 | NY-2 | 4.6905 | 1.1251 | 3.3998 | 9.2606 | 1.2504 | 0 | 5.9617 | 2.7509
| 1.1626 | 'Moderate' | 6 | 'Mid' | 'Low' | 'In' | 'Low' | 'LimitedEE' | 420 | 30710.37 | 16.0872 | 29968.466 | ESR-4h-25 | 8.5225 | 2.0443 | 2.971 | 21.1024 | 5.2251 | 2.5165 | 5.9617 | 11.4948
| 1.0819 | 'Large' | 2 | 'Mid' | 'High' | 'Out' | 'High' | 'Ref' | 421 | 27856.5 | 5.5979 | 28505.466 | CC-4 | 5.6416 | 1.3533 | 2.5732 | 9.5243 | 1.3737 | 0 | 5.9617 | 3.022
| 0.76489 | 'Large' | 4 | 'Mid' | 'Low' | 'Out' | 'Low' | 'AllOptions' | 422 | 29266.38 | 16.0872 | 28315.5853 | ESR-4h-28 | 11.7628 | 2.8216 | 2.8961 | 21.8048 | 5.4473 | 2.6967 | 5.9617 | 11.9837
| 0.97337 | 'Zero' | 8 | 'High' | 'Low' | 'Out' | 'Mid' | 'Ref' | 423 | 27856.5 | 9.6911 | 27866.205 | NewCT1-3 | 10.2084 | 2.4487 | 3.8596 | 15.9994 | 3.6075 | 1.205 | 5.9617 | 7.9362
| 0.89048 | 'Zero' | 6 | 'High' | 'Mid' | 'Out' | 'Mid' | 'AllOptions' | 424 | 29266.38 | 10.4411 | 29177.5395 | NewCT2-1 | 6.717 | 1.6112 | 2.3386 | 14.3909 | 3.1126 | 0.80374 | 5.9617 | 6.8474
| 1.2034 | 'Large' | 8 | 'Mid' | 'High' | 'In' | 'Low' | 'LimitedEE' | 425 | 30710.37 | 10.4411 | 30623.7064 | NewCT2-1 | 9.8318 | 2.3584 | 2.5962 | 15.3956 | 3.4275 | 1.059 | 5.9617 | 7.5401
| 0.8952 | 'Large' | 8 | 'High' | 'Low' | 'In' | 'High' | 'AllOptions' | 426 | 29266.38 | 9.6911 | 29274.7577 | NewCT1-2 | 6.0002 | 1.4393 | 3.2147 | 14.345 | 3.0908 | 0.78611 | 5.9617 | 6.7996
| 1.1485 | 'Large' | 8 | 'Low' | 'High' | 'In' | 'High' | 'DERBreakthrough' | 427 | 28095.27 | 9.3118 | 28147.2663 | ESR-4h-11 | 9.1979 | 2.2063 | 3.8553 | 15.3733 | 3.41 | 1.0449 | 5.9617 | 7.5017
| 0.91407 | 'Large' | 2 | 'Mid' | 'High' | 'In' | 'Mid' | 'LimitedEE' | 428 | 30710.37 | 11.9255 | 30440.345 | ESR-4h-25 | 10.459 | 2.5088 | 3.3678 | 17.802 | 4.1804 | 1.6695 | 5.9617 | 9.1965
| 0.97077 | 'Large' | 4 | 'Mid' | 'Low' | 'In' | 'High' | 'AllOptions' | 429 | 29266.38 | 10.4411 | 29173.4533 | NewCT2-1 | 7.2473 | 1.7384 | 3.3434 | 15.5229 | 3.4614 | 1.0866 | 5.9617 | 7.6149
| 1.0356 | 'Moderate' | 4 | 'Low' | 'High' | 'In' | 'Low' | 'DERBreakthrough' | 430 | 28095.27 | 8.3795 | 28276.126 | ESR-4h-16 | 5.7337 | 1.3753 | 2.7869 | 12.5417 | 2.5254 | 0.32764 | 5.9617 | 5.5556
| 1.0867 | 'Large' | 2 | 'Low' | 'Mid' | 'In' | 'Mid' | 'DERBreakthrough' | 431 | 28095.27 | 10.4411 | 28009.1772 | NewCT2-1 | 7.4337 | 1.7831 | 3.8125 | 16.0367 | 3.6197 | 1.2149 | 5.9617 | 7.963
| 0.90839 | 'Zero' | 2 | 'Mid' | 'Mid' | 'In' | 'Mid' | 'DERBreakthrough' | 432 | 28095.27 | 9.3 | 28148.5986 | NY-4 | 9.5828 | 2.2986 | 2.5695 | 14.1682 | 3.0404 | 0.74521 | 5.9617 | 6.6886
| 1.0272 | 'Zero' | 6 | 'Mid' | 'High' | 'Out' | 'Low' | 'AllOptions' | 433 | 29266.38 | 10.4411 | 29179.2263 | NewCT2-1 | 6.3585 | 1.5252 | 3.8059 | 15.7722 | 3.5363 | 1.1473 | 5.9617 | 7.7795
| 0.99903 | 'Large' | 4 | 'High' | 'High' | 'In' | 'Low' | 'DERBreakthrough' | 434 | 28095.27 | 3 | 29390.7589 | NY-4 | 2.1559 | 0.51714 | 3.7213 | 7.2384 | 0.37354 | 0 | 5.9617 | 0.82175
| 1.1412 | 'Zero' | 4 | 'Low' | 'High' | 'In' | 'Mid' | 'LimitedEE' | 435 | 30710.37 | 12.0009 | 30432.2767 | ESR-4h-19 | 11.8312 | 2.838 | 3.6125 | 18.4514 | 4.3833 | 1.834 | 5.9617 | 9.6428
| 1.1592 | 'Moderate' | 4 | 'Low' | 'High' | 'In' | 'High' | 'AllOptions' | 436 | 29266.38 | 9.6911 | 29272.4481 | NewCT1-1 | 6.7899 | 1.6287 | 3.0851 | 14.4048 | 3.1108 | 0.80228 | 5.9617 | 6.8435
| 1.0365 | 'Moderate' | 4 | 'High' | 'Mid' | 'In' | 'Mid' | 'Ref' | 437 | 27856.5 | 5 | 28630.3328 | NY-3 | 3.5767 | 0.85795 | 2.941 | 8.799 | 1.0563 | 0 | 5.9617 | 2.3238
| 0.98405 | 'Zero' | 2 | 'High' | 'High' | 'In' | 'Mid' | 'Ref' | 438 | 27856.5 | 2.7516 | 29232.776 | CC-2 | 3.3565 | 0.80513 | 3.088 | 6.6447 | 0.12434 | 0 | 5.9617 | 0.27354
| 1.2155 | 'Moderate' | 2 | 'Low' | 'Mid' | 'In' | 'High' | 'Ref' | 439 | 27856.5 | 9.9619 | 27822.9875 | ESR-4h-12 | 6.4158 | 1.539 | 2.8446 | 14.3455 | 3.094 | 0.78871 | 5.9617 | 6.8066
| 0.87459 | 'Moderate' | 4 | 'High' | 'Mid' | 'In' | 'High' | 'LimitedEE' | 440 | 30710.37 | 10.4411 | 30624.4792 | NewCT2-2 | 10.673 | 2.5601 | 3.1984 | 16.1996 | 3.6762 | 1.2607 | 5.9617 | 8.0873
| 0.95122 | 'Large' | 2 | 'Low' | 'Low' | 'In' | 'Mid' | 'DERBreakthrough' | 441 | 28095.27 | 10.4411 | 28006.869 | NewCT2-1 | 10.0291 | 2.4057 | 3.4038 | 16.2506 | 3.6905 | 1.2723 | 5.9617 | 8.1189
| 1.2327 | 'Large' | 4 | 'Low' | 'Mid' | 'In' | 'High' | 'LimitedEE' | 442 | 30710.37 | 16.0872 | 30088.126 | ESR-4h-21 | 9.3478 | 2.2423 | 4.831 | 23.1605 | 5.8591 | 3.0305 | 5.9617 | 12.8894
| 0.79506 | 'Large' | 8 | 'Mid' | 'Mid' | 'In' | 'Low' | 'LimitedEE' | 443 | 30710.37 | 10.4411 | 30621.5813 | NewCT2-2 | 9.5541 | 2.2918 | 2.8935 | 15.6263 | 3.4978 | 1.1161 | 5.9617 | 7.6949
| 1.1387 | 'Large' | 8 | 'Low' | 'Low' | 'In' | 'High' | 'AllOptions' | 444 | 29266.38 | 10.4411 | 29179.4701 | NewCT2-2 | 10.4554 | 2.508 | 3.8625 | 16.8115 | 3.8637 | 1.4128 | 5.9617 | 8.4999
| 0.80552 | 'Large' | 4 | 'High' | 'Mid' | 'In' | 'Mid' | 'AllOptions' | 445 | 29266.38 | 9.6911 | 29272.8185 | NewCT1-1 | 6.5595 | 1.5734 | 2.4494 | 13.7139 | 2.898 | 0.6298 | 5.9617 | 6.3755
| 1.0428 | 'Large' | 4 | 'High' | 'Mid' | 'In' | 'Mid' | 'Ref' | 446 | 27856.5 | 3.75 | 28930.5807 | NY-5 | 3.354 | 0.80454 | 3.4166 | 7.9711 | 0.6934 | 0 | 5.9617 | 1.5254
| 1.2309 | 'Large' | 6 | 'Low' | 'Low' | 'Out' | 'Mid' | 'LimitedEE' | 447 | 30710.37 | 16.0872 | 28565.626 | ESR-4h-20 | 9.692 | 2.3248 | 3.298 | 21.71 | 5.4141 | 2.6698 | 5.9617 | 11.9105
| 1.1551 | 'Zero' | 2 | 'Low' | 'Mid' | 'In' | 'Mid' | 'DERBreakthrough' | 448 | 28095.27 | 10.4411 | 28009.1772 | NewCT2-1 | 6.1 | 1.4632 | 4.4461 | 16.3504 | 3.7134 | 1.2909 | 5.9617 | 8.1691
| 0.99951 | 'Zero' | 2 | 'High' | 'Low' | 'In' | 'High' | 'Ref' | 449 | 27856.5 | 7.8 | 28125.7302 | NY-2 | 5.159 | 1.2375 | 2.5616 | 11.5991 | 2.2298 | 0.087994 | 5.9617 | 4.9054
| 1.1548 | 'Large' | 8 | 'Mid' | 'Low' | 'In' | 'Mid' | 'Ref' | 450 | 27856.5 | 9.6911 | 27864.4621 | NewCT1-1 | 9.6371 | 2.3117 | 4.0259 | 16.0286 | 3.6153 | 1.2114 | 5.9617 | 7.9534
| 1.0191 | 'Large' | 6 | 'Mid' | 'Low' | 'In' | 'Low' | 'DERBreakthrough' | 451 | 28095.27 | 9.6911 | 28098.8276 | NewCT1-2 | 6.2802 | 1.5064 | 3.5399 | 14.7374 | 3.2119 | 0.8843 | 5.9617 | 7.066
| 1.053 | 'Moderate' | 8 | 'Mid' | 'Low' | 'In' | 'Low' | 'AllOptions' | 452 | 29266.38 | 10.4411 | 29176.8485 | NewCT2-1 | 7.4441 | 1.7856 | 2.6099 | 14.8366 | 3.251 | 0.91595 | 5.9617 | 7.1519
| 0.86808 | 'Large' | 2 | 'Mid' | 'Mid' | 'In' | 'Low' | 'AllOptions' | 453 | 29266.38 | 11.1688 | 29083.5396 | ESR-4h-25 | 10.1147 | 2.4262 | 4.5144 | 18.1094 | 4.2678 | 1.7404 | 5.9617 | 9.3889
| 1.1655 | 'Zero' | 2 | 'Low' | 'Low' | 'In' | 'High' | 'Ref' | 454 | 27856.5 | 10.4411 | 27770.7055 | NewCT2-1 | 9.4166 | 2.2588 | 3.816 | 16.5159 | 3.7708 | 1.3374 | 5.9617 | 8.2955
| 0.93842 | 'Zero' | 8 | 'Low' | 'High' | 'In' | 'High' | 'Ref' | 455 | 27856.5 | 7.2725 | 28207.6953 | ESR-4h-15 | 5.4411 | 1.3052 | 3.2459 | 11.8235 | 2.2949 | 0.1408 | 5.9617 | 5.0486
| 0.88062 | 'Zero' | 6 | 'High' | 'Mid' | 'Out' | 'Low' | 'Ref' | 456 | 27856.5 | 9.6911 | 27865.8109 | NewCT1-2 | 7.0302 | 1.6863 | 3.2818 | 14.6592 | 3.1894 | 0.86603 | 5.9617 | 7.0164
| 1.0879 | 'Moderate' | 2 | 'Mid' | 'Mid' | 'Out' | 'Mid' | 'Ref' | 457 | 27856.5 | 10.4411 | 27770.695 | NewCT2-1 | 5.6944 | 1.3659 | 3.4642 | 15.2712 | 3.381 | 1.0214 | 5.9617 | 7.4379
| 0.90491 | 'Zero' | 2 | 'High' | 'Low' | 'In' | 'High' | 'Ref' | 458 | 27856.5 | 7.8 | 28125.7302 | NY-2 | 8.0038 | 1.9199 | 3.0432 | 12.763 | 2.5931 | 0.38253 | 5.9617 | 5.7045
| 0.81508 | 'Zero' | 4 | 'Mid' | 'Low' | 'Out' | 'Mid' | 'LimitedEE' | 459 | 30710.37 | 16.0872 | 28679.5853 | ESR-4h-28 | 12.0235 | 2.8841 | 4.2549 | 23.2261 | 5.8846 | 3.0512 | 5.9617 | 12.9455
| 1.0005 | 'Moderate' | 6 | 'High' | 'Low' | 'In' | 'Low' | 'LimitedEE' | 460 | 30710.37 | 14.5045 | 30170.0581 | NewCT2-3 | 14.2148 | 3.4097 | 4.1466 | 22.0608 | 5.5177 | 2.7538 | 5.9617 | 12.1385
| 0.78356 | 'Moderate' | 6 | 'Mid' | 'High' | 'Out' | 'Low' | 'AllOptions' | 461 | 29266.38 | 9.7779 | 29255.4536 | ESR-4h-25 | 7.9514 | 1.9073 | 3.449 | 15.1343 | 3.3379 | 0.98644 | 5.9617 | 7.3431
| 1.114 | 'Moderate' | 2 | 'Mid' | 'High' | 'Out' | 'High' | 'DERBreakthrough' | 462 | 28095.27 | 6.9114 | 28505.466 | NY-5 | 6.2429 | 1.4975 | 2.3397 | 10.7486 | 1.905 | 0 | 5.9617 | 4.1909
| 0.8882 | 'Moderate' | 8 | 'Mid' | 'Low' | 'In' | 'High' | 'AllOptions' | 463 | 29266.38 | 9.6911 | 29272.5769 | NewCT1-4 | 9.6299 | 2.3099 | 4.4133 | 16.4143 | 3.7338 | 1.3074 | 5.9617 | 8.2141
| 1.0362 | 'Large' | 8 | 'High' | 'Mid' | 'Out' | 'Low' | 'AllOptions' | 464 | 29266.38 | 10.4411 | 29177.8706 | NewCT2-1 | 9.9767 | 2.3931 | 3.4979 | 16.3321 | 3.7155 | 1.2926 | 5.9617 | 8.1737
| 0.90288 | 'Moderate' | 6 | 'Mid' | 'Mid' | 'In' | 'Low' | 'AllOptions' | 465 | 29266.38 | 10.4411 | 29173.2755 | NewCT2-1 | 8.6137 | 2.0662 | 3.5853 | 16.0925 | 3.6392 | 1.2307 | 5.9617 | 8.0059
| 0.803 | 'Zero' | 4 | 'High' | 'High' | 'In' | 'High' | 'AllOptions' | 466 | 29266.38 | 7.1 | 29646.9644 | NY-1 | 5.9447 | 1.426 | 3.0124 | 11.5384 | 2.2069 | 0.069443 | 5.9617 | 4.855
| 1.2291 | 'Moderate' | 6 | 'Low' | 'Low' | 'In' | 'Low' | 'DERBreakthrough' | 467 | 28095.27 | 10.4411 | 28000.8261 | NewCT2-2 | 6.7643 | 1.6226 | 3.483 | 15.5467 | 3.4678 | 1.0917 | 5.9617 | 7.6288
| 1.0869 | 'Large' | 8 | 'Mid' | 'Low' | 'In' | 'High' | 'DERBreakthrough' | 468 | 28095.27 | 9.6911 | 28096.0341 | NewCT1-1 | 9.9018 | 2.3752 | 3.1409 | 15.2072 | 3.3635 | 1.0072 | 5.9617 | 7.3994
| 0.86097 | 'Large' | 2 | 'High' | 'Low' | 'In' | 'Mid' | 'Ref' | 469 | 27856.5 | 6.634 | 28314.0581 | CC-4 | 5.738 | 1.3764 | 4.1305 | 12.1409 | 2.3877 | 0.21604 | 5.9617 | 5.2528
| 0.9385 | 'Zero' | 6 | 'High' | 'Low' | 'Out' | 'Low' | 'LimitedEE' | 470 | 30710.37 | 16.0872 | 28970.0581 | NewCT2-3 | 15.381 | 3.6895 | 4.5953 | 24.372 | 6.2433 | 3.3421 | 5.9617 | 13.7347
| 1.0716 | 'Moderate' | 8 | 'High' | 'Low' | 'In' | 'Low' | 'AllOptions' | 471 | 29266.38 | 9.6911 | 29276.0683 | NewCT1-4 | 6.1611 | 1.4779 | 4.1688 | 15.3377 | 3.3961 | 1.0336 | 5.9617 | 7.4712
| 1.2271 | 'Large' | 4 | 'Low' | 'Low' | 'In' | 'Low' | 'LimitedEE' | 472 | 30710.37 | 16.0872 | 28661.626 | ESR-4h-20 | 10.9642 | 2.63 | 4.0298 | 22.747 | 5.7352 | 2.9301 | 5.9617 | 12.617
| 1.1664 | 'Zero' | 4 | 'Mid' | 'Mid' | 'In' | 'High' | 'LimitedEE' | 473 | 30710.37 | 14.0748 | 30212.466 | NewCT2-2 | 10.5559 | 2.5321 | 2.3152 | 18.9221 | 4.5426 | 1.9631 | 5.9617 | 9.9933
| 1.0301 | 'Large' | 6 | 'Mid' | 'High' | 'In' | 'Low' | 'Ref' | 474 | 27856.5 | 3.75 | 28930.8902 | NY-5 | 3.2396 | 0.77709 | 3.4998 | 8.0269 | 0.71654 | 0 | 5.9617 | 1.5763
| 0.86599 | 'Large' | 8 | 'Mid' | 'Mid' | 'In' | 'High' | 'DERBreakthrough' | 475 | 28095.27 | 5.6578 | 28732.466 | CC-4 | 3.7528 | 0.90019 | 3.0903 | 9.6482 | 1.4213 | 0 | 5.9617 | 3.1268
| 1.0746 | 'Zero' | 8 | 'High' | 'High' | 'In' | 'High' | 'AllOptions' | 476 | 29266.38 | 7.1 | 29646.9644 | NY-1 | 3.8215 | 0.91667 | 3.6825 | 11.6991 | 2.2521 | 0.10605 | 5.9617 | 4.9543
| 0.93062 | 'Large' | 4 | 'High' | 'Mid' | 'In' | 'High' | 'AllOptions' | 477 | 29266.38 | 9.3912 | 29306.0581 | CC-4 | 5.3508 | 1.2835 | 2.9363 | 13.611 | 2.8615 | 0.60019 | 5.9617 | 6.2951
| 1.1747 | 'Moderate' | 2 | 'Low' | 'Mid' | 'Out' | 'High' | 'Ref' | 478 | 27856.5 | 11.9079 | 27588.2606 | ESR-4h-16 | 9.7171 | 2.3309 | 4.157 | 18.3958 | 4.3612 | 1.8161 | 5.9617 | 9.5942
| 1.1313 | 'Moderate' | 4 | 'Low' | 'High' | 'In' | 'High' | 'DERBreakthrough' | 479 | 28095.27 | 9.1453 | 28169.6825 | ESR-4h-11 | 8.8436 | 2.1213 | 3.4143 | 14.6809 | 3.1951 | 0.87068 | 5.9617 | 7.029
| 1.1864 | 'Moderate' | 6 | 'Mid' | 'Mid' | 'In' | 'High' | 'AllOptions' | 480 | 29266.38 | 9.6911 | 29276.2232 | NewCT1-2 | 7.2517 | 1.7395 | 2.6805 | 14.1111 | 3.0215 | 0.72986 | 5.9617 | 6.6469
| 1.1866 | 'Moderate' | 6 | 'Mid' | 'Low' | 'In' | 'High' | 'AllOptions' | 481 | 29266.38 | 10.2205 | 29198.466 | NewCT1-3 | 7.8562 | 1.8845 | 3.4364 | 15.5414 | 3.4665 | 1.0907 | 5.9617 | 7.626
| 1.0991 | 'Zero' | 6 | 'Mid' | 'Low' | 'In' | 'Mid' | 'AllOptions' | 482 | 29266.38 | 10.4411 | 29176.4645 | NewCT2-1 | 9.3339 | 2.2389 | 3.4826 | 16.1626 | 3.6621 | 1.2493 | 5.9617 | 8.0564
| 0.95329 | 'Zero' | 6 | 'Low' | 'Mid' | 'In' | 'High' | 'DERBreakthrough' | 483 | 28095.27 | 9.6322 | 28103.809 | ESR-4h-18 | 8.4593 | 2.0291 | 2.9168 | 14.5781 | 3.1668 | 0.84774 | 5.9617 | 6.9668
| 1.1155 | 'Large' | 2 | 'Low' | 'Low' | 'In' | 'High' | 'LimitedEE' | 484 | 30710.37 | 16.0872 | 29235.126 | ESR-4h-27 | 10.9911 | 2.6365 | 4.0906 | 22.8143 | 5.7559 | 2.9469 | 5.9617 | 12.6626
| 0.86474 | 'Moderate' | 2 | 'High' | 'High' | 'Out' | 'High' | 'DERBreakthrough' | 485 | 28095.27 | 5.2587 | 28812.776 | NY-3 | 5.3141 | 1.2747 | 3.0325 | 9.5659 | 1.3864 | 0 | 5.9617 | 3.05
| 1.1264 | 'Moderate' | 6 | 'Mid' | 'Mid' | 'In' | 'Mid' | 'LimitedEE' | 486 | 30710.37 | 10.4411 | 30615.6514 | NewCT2-3 | 7.1025 | 1.7037 | 2.3605 | 14.5053 | 3.1485 | 0.83286 | 5.9617 | 6.9264
| 1.1475 | 'Large' | 8 | 'Mid' | 'Mid' | 'In' | 'High' | 'AllOptions' | 487 | 29266.38 | 9.6911 | 29276.2232 | NewCT1-2 | 5.9945 | 1.4379 | 1.6711 | 12.8001 | 2.6162 | 0.40125 | 5.9617 | 5.7553
| 1.2165 | 'Zero' | 8 | 'Mid' | 'High' | 'In' | 'Mid' | 'DERBreakthrough' | 488 | 28095.27 | 6.225 | 28625.466 | CC-4 | 5.3741 | 1.2891 | 3.8761 | 11.3902 | 2.153 | 0.025712 | 5.9617 | 4.7364
| 1.0433 | 'Zero' | 2 | 'Mid' | 'High' | 'In' | 'Mid' | 'LimitedEE' | 489 | 30710.37 | 14.0512 | 30215.0393 | ESR-4h-23 | 11.3943 | 2.7332 | 5.1122 | 21.8966 | 5.4579 | 2.7053 | 5.9617 | 12.0069
| 0.93492 | 'Moderate' | 2 | 'Low' | 'Low' | 'In' | 'Mid' | 'DERBreakthrough' | 490 | 28095.27 | 10.4411 | 28006.869 | NewCT2-1 | 7.73 | 1.8542 | 3.1627 | 15.458 | 3.4424 | 1.0712 | 5.9617 | 7.5731
| 1.0231 | 'Large' | 8 | 'Low' | 'Low' | 'In' | 'Low' | 'LimitedEE' | 491 | 30710.37 | 13.719 | 30248.6303 | ESR-4h-22 | 8.2873 | 1.9879 | 3.4142 | 19.1211 | 4.5962 | 2.0066 | 5.9617 | 10.1113
| 0.90239 | 'Zero' | 8 | 'High' | 'Low' | 'In' | 'Low' | 'Ref' | 492 | 27856.5 | 9.6911 | 27861.8691 | NewCT1-1 | 9.8828 | 2.3706 | 3.9273 | 15.9889 | 3.6036 | 1.2019 | 5.9617 | 7.9277
| 0.79493 | 'Zero' | 6 | 'Mid' | 'High' | 'Out' | 'High' | 'Ref' | 493 | 27856.5 | 8.2558 | 28055.466 | NY-2 | 6.6401 | 1.5928 | 3.7723 | 13.6209 | 2.8577 | 0.59709 | 5.9617 | 6.2867
| 1.2289 | 'Moderate' | 2 | 'Mid' | 'Low' | 'In' | 'Mid' | 'DERBreakthrough' | 494 | 28095.27 | 9.6911 | 28098.3312 | NewCT1-1 | 7.6735 | 1.8406 | 3.9474 | 15.4791 | 3.4426 | 1.0713 | 5.9617 | 7.5734
| 0.98355 | 'Moderate' | 2 | 'Low' | 'Low' | 'In' | 'Low' | 'DERBreakthrough' | 495 | 28095.27 | 11.0865 | 27921.626 | ESR-4h-20 | 6.65 | 1.5951 | 3.7214 | 16.403 | 3.736 | 1.3092 | 5.9617 | 8.2189
| 1.111 | 'Zero' | 2 | 'Low' | 'Low' | 'Out' | 'Low' | 'Ref' | 496 | 27856.5 | 15.1667 | 27252.5519 | ESR-4h-26 | 7.1225 | 1.7085 | 3.9735 | 20.8487 | 5.1367 | 2.4449 | 5.9617 | 11.3003
| 1.1091 | 'Zero' | 4 | 'Mid' | 'High' | 'Out' | 'Low' | 'AllOptions' | 497 | 29266.38 | 10.4411 | 29179.2263 | NewCT2-2 | 9.5918 | 2.3008 | 4.1247 | 16.8666 | 3.8789 | 1.4251 | 5.9617 | 8.5333
| 0.91586 | 'Large' | 8 | 'High' | 'Mid' | 'In' | 'High' | 'AllOptions' | 498 | 29266.38 | 9.3912 | 29306.0581 | CC-4 | 5.8698 | 1.408 | 3.5549 | 14.3541 | 3.0909 | 0.78615 | 5.9617 | 6.7997
| 0.88006 | 'Large' | 8 | 'High' | 'Low' | 'Out' | 'Mid' | 'DERBreakthrough' | 499 | 28095.27 | 9.6911 | 28104.0701 | NewCT1-3 | 7.8192 | 1.8756 | 2.833 | 14.3997 | 3.1112 | 0.80266 | 5.9617 | 6.8445
| 1.0988 | 'Zero' | 8 | 'Low' | 'Mid' | 'In' | 'Low' | 'LimitedEE' | 500 | 30710.37 | 11.4674 | 30493.024 | ESR-4h-18 | 8.3379 | 2 | 3.3145 | 16.7819 | 3.8589 | 1.4089 | 5.9617 | 8.4894
| 0.78005 | 'Moderate' | 6 | 'High' | 'High' | 'In' | 'Mid' | 'DERBreakthrough' | 501 | 28095.27 | 3.5 | 29237.0348 | NY-1 | 3.7104 | 0.89003 | 2.2535 | 6.6436 | 0.13333 | 0 | 5.9617 | 0.29333
| 0.86393 | 'Moderate' | 6 | 'High' | 'Low' | 'In' | 'High' | 'LimitedEE' | 502 | 30710.37 | 10.4411 | 30623.6207 | NewCT2-3 | 8.2166 | 1.9709 | 2.6776 | 15.0896 | 3.3302 | 0.98022 | 5.9617 | 7.3263
| 0.81014 | 'Zero' | 8 | 'Mid' | 'Mid' | 'In' | 'Low' | 'LimitedEE' | 503 | 30710.37 | 10.4411 | 30621.5813 | NewCT2-2 | 10.8087 | 2.5927 | 3.5767 | 16.6105 | 3.8027 | 1.3633 | 5.9617 | 8.3656
| 0.97372 | 'Large' | 8 | 'Low' | 'High' | 'In' | 'Mid' | 'Ref' | 504 | 27856.5 | 7.6151 | 28153.947 | ESR-4h-13 | 6.7317 | 1.6147 | 3.6523 | 12.8821 | 2.6256 | 0.4089 | 5.9617 | 5.7761
| 0.85666 | 'Zero' | 8 | 'High' | 'Mid' | 'Out' | 'Low' | 'LimitedEE' | 505 | 30710.37 | 12.5397 | 30372.0581 | NewCT2-4 | 8.0498 | 1.9309 | 3.717 | 18.1876 | 4.2992 | 1.7658 | 5.9617 | 9.4578
| 0.98367 | 'Large' | 2 | 'High' | 'Low' | 'In' | 'High' | 'DERBreakthrough' | 506 | 28095.27 | 6.1235 | 28644.0581 | CC-4 | 6.145 | 1.474 | 2.0935 | 9.691 | 1.4511 | 0 | 5.9617 | 3.1924
| 0.8267 | 'Zero' | 4 | 'High' | 'Mid' | 'In' | 'Mid' | 'Ref' | 507 | 27856.5 | 7.1 | 28235.7317 | NY-1 | 5.2742 | 1.2651 | 3.3112 | 11.6763 | 2.2479 | 0.10271 | 5.9617 | 4.9453
| 0.98854 | 'Large' | 4 | 'High' | 'High' | 'In' | 'Mid' | 'DERBreakthrough' | 508 | 28095.27 | 2.25 | 29661.7202 | NY-3 | 1.9564 | 0.46928 | 2.0027 | 4.7219 | -0.69364 | 0 | 5.9617 | -1.526
| 1.0655 | 'Zero' | 8 | 'High' | 'Low' | 'In' | 'Low' | 'AllOptions' | 509 | 29266.38 | 9.6911 | 29267.7053 | NewCT1-4 | 5.9091 | 1.4174 | 2.8781 | 13.9866 | 2.9805 | 0.69667 | 5.9617 | 6.5569
| 0.95823 | 'Large' | 8 | 'Mid' | 'Mid' | 'Out' | 'High' | 'LimitedEE' | 510 | 30710.37 | 11.4644 | 30492.466 | NewCT2-4 | 7.7192 | 1.8516 | 2.7497 | 16.0656 | 3.6376 | 1.2294 | 5.9617 | 8.0025
| 1.0995 | 'Zero' | 4 | 'Mid' | 'High' | 'In' | 'High' | 'AllOptions' | 511 | 29266.38 | 8.67 | 29405.466 | NY-3 | 8.4398 | 2.0245 | 3.5705 | 14.2649 | 3.0626 | 0.76322 | 5.9617 | 6.7375
| 0.97911 | 'Moderate' | 4 | 'High' | 'Mid' | 'In' | 'Low' | 'LimitedEE' | 512 | 30710.37 | 15.3191 | 30092.0581 | NewCT2-2 | 11.9867 | 2.8753 | 3.0804 | 21.2747 | 5.2786 | 2.5599 | 5.9617 | 11.6124
| 1.2089 | 'Zero' | 4 | 'Low' | 'Mid' | 'Out' | 'Low' | 'Ref' | 513 | 27856.5 | 12.3217 | 27542.4931 | ESR-4h-16 | 8.5087 | 2.041 | 2.3203 | 16.6831 | 3.836 | 1.3903 | 5.9617 | 8.4389
| 0.76836 | 'Large' | 8 | 'High' | 'Mid' | 'In' | 'High' | 'LimitedEE' | 514 | 30710.37 | 9.6911 | 30716.5613 | NewCT1-4 | 7.8604 | 1.8855 | 2.5021 | 14.0787 | 3.0127 | 0.72276 | 5.9617 | 6.6277
| 1.1107 | 'Large' | 4 | 'Low' | 'Low' | 'In' | 'Low' | 'Ref' | 515 | 27856.5 | 10.4411 | 27770.2984 | NewCT2-2 | 9.6877 | 2.3238 | 3.919 | 16.6839 | 3.823 | 1.3797 | 5.9617 | 8.4103
| 1.1964 | 'Large' | 2 | 'Low' | 'High' | 'In' | 'Mid' | 'AllOptions' | 516 | 29266.38 | 10.4411 | 29180.5091 | NewCT2-1 | 8.4784 | 2.0337 | 3.972 | 16.4468 | 3.7477 | 1.3187 | 5.9617 | 8.2447
| 0.79607 | 'Large' | 8 | 'High' | 'Low' | 'In' | 'Mid' | 'AllOptions' | 517 | 29266.38 | 9.6911 | 29275.9636 | NewCT1-3 | 8.8332 | 2.1188 | 3.5389 | 15.3488 | 3.4049 | 1.0407 | 5.9617 | 7.4905
| 0.89873 | 'Large' | 4 | 'Mid' | 'Low' | 'Out' | 'Mid' | 'DERBreakthrough' | 518 | 28095.27 | 10.4411 | 28003.2574 | NewCT2-2 | 8.038 | 1.9281 | 4.2967 | 16.6659 | 3.8142 | 1.3726 | 5.9617 | 8.3909
| 1.1894 | 'Moderate' | 6 | 'Mid' | 'Mid' | 'Out' | 'Mid' | 'AllOptions' | 519 | 29266.38 | 10.4411 | 29179.5478 | NewCT2-3 | 7.5681 | 1.8154 | 2.4245 | 14.6809 | 3.2034 | 0.87737 | 5.9617 | 7.0472
| 0.86097 | 'Moderate' | 8 | 'High' | 'Low' | 'In' | 'Low' | 'DERBreakthrough' | 520 | 28095.27 | 9.6911 | 28104.8475 | NewCT1-1 | 7.1147 | 1.7066 | 3.2561 | 14.6538 | 3.1879 | 0.86481 | 5.9617 | 7.0131
| 0.78315 | 'Moderate' | 4 | 'Mid' | 'High' | 'In' | 'Mid' | 'DERBreakthrough' | 521 | 28095.27 | 4.7357 | 28925.466 | NY-2 | 3.7516 | 0.8999 | 3.0917 | 8.7273 | 1.0236 | 0 | 5.9617 | 2.2519
| 0.78643 | 'Moderate' | 6 | 'High' | 'High' | 'In' | 'Low' | 'AllOptions' | 522 | 29266.38 | 7.2616 | 29618.776 | NY-5 | 5.7177 | 1.3715 | 2.9389 | 11.5721 | 2.2181 | 0.078541 | 5.9617 | 4.8797
| 1.2236 | 'Moderate' | 4 | 'Mid' | 'Mid' | 'In' | 'High' | 'LimitedEE' | 523 | 30710.37 | 14.0748 | 30212.466 | NewCT2-2 | 6.6232 | 1.5887 | 2.5671 | 18.2306 | 4.3223 | 1.7845 | 5.9617 | 9.5086
| 0.8541 | 'Large' | 6 | 'Mid' | 'Mid' | 'Out' | 'Mid' | 'AllOptions' | 524 | 29266.38 | 10.4411 | 29179.5478 | NewCT2-3 | 10.8087 | 2.5927 | 3.2816 | 16.3154 | 3.712 | 1.2897 | 5.9617 | 8.1661
| 1.0736 | 'Zero' | 2 | 'Low' | 'High' | 'In' | 'Low' | 'LimitedEE' | 525 | 30710.37 | 14.5505 | 30165.6048 | ESR-4h-28 | 9.1237 | 2.1885 | 4.8107 | 21.5497 | 5.3509 | 2.6186 | 5.9617 | 11.7716
| 0.98942 | 'Large' | 8 | 'High' | 'Mid' | 'Out' | 'Low' | 'LimitedEE' | 526 | 30710.37 | 12.5397 | 30372.0581 | NewCT2-4 | 10.4544 | 2.5077 | 2.5599 | 17.6073 | 4.1257 | 1.6251 | 5.9617 | 9.0761
| 0.80815 | 'Large' | 2 | 'Mid' | 'Low' | 'In' | 'Low' | 'AllOptions' | 527 | 29266.38 | 14.0037 | 28775.5853 | ESR-4h-28 | 12.575 | 3.0164 | 3.5915 | 20.6116 | 5.0651 | 2.3868 | 5.9617 | 11.1427
| 1.0371 | 'Large' | 8 | 'High' | 'Mid' | 'Out' | 'Low' | 'DERBreakthrough' | 528 | 28095.27 | 9.6911 | 28100.1806 | NewCT1-2 | 6.5243 | 1.565 | 3.5751 | 14.8312 | 3.2412 | 0.90805 | 5.9617 | 7.1305
| 1.0672 | 'Moderate' | 2 | 'High' | 'Mid' | 'In' | 'High' | 'AllOptions' | 529 | 29266.38 | 9.3912 | 29306.0581 | NY-5 | 8.4318 | 2.0225 | 3.7942 | 15.2079 | 3.3583 | 1.003 | 5.9617 | 7.388
| 0.96867 | 'Large' | 2 | 'High' | 'Low' | 'In' | 'Mid' | 'Ref' | 530 | 27856.5 | 6.634 | 28314.0581 | CC-4 | 6.1691 | 1.4798 | 1.9843 | 10.098 | 1.6282 | 0 | 5.9617 | 3.5818
| 0.98379 | 'Zero' | 6 | 'Low' | 'Mid' | 'In' | 'Low' | 'LimitedEE' | 531 | 30710.37 | 13.0728 | 30315.2109 | ESR-4h-24 | 8.1 | 1.943 | 3.4773 | 18.493 | 4.3975 | 1.8455 | 5.9617 | 9.6742
| 1.2148 | 'Moderate' | 4 | 'Mid' | 'High' | 'In' | 'High' | 'DERBreakthrough' | 532 | 28095.27 | 3.9854 | 29105.466 | NY-1 | 4.6442 | 1.114 | 3.4565 | 8.5559 | 0.94549 | 0 | 5.9617 | 2.08
| 1.1837 | 'Zero' | 2 | 'Low' | 'High' | 'In' | 'Low' | 'Ref' | 533 | 27856.5 | 9.6536 | 27862.6002 | ESR-4h-15 | 8.9224 | 2.1402 | 3.2285 | 15.0223 | 3.3044 | 0.95928 | 5.9617 | 7.2694
| 1.0994 | 'Moderate' | 8 | 'Mid' | 'Mid' | 'In' | 'Mid' | 'LimitedEE' | 534 | 30710.37 | 10.4411 | 30615.6514 | NewCT2-2 | 7.937 | 1.9039 | 2.9567 | 15.3017 | 3.3948 | 1.0326 | 5.9617 | 7.4684
| 1.2061 | 'Large' | 8 | 'Mid' | 'Mid' | 'In' | 'High' | 'Ref' | 535 | 27856.5 | 4.5352 | 28732.466 | CC-4 | 4.8244 | 1.1572 | 2.7618 | 8.4543 | 0.90948 | 0 | 5.9617 | 2.0008
| 1.2258 | 'Moderate' | 6 | 'Mid' | 'Mid' | 'In' | 'Mid' | 'AllOptions' | 536 | 29266.38 | 9.6911 | 29275.3984 | NewCT1-3 | 7.1287 | 1.71 | 3.3116 | 14.7127 | 3.206 | 0.87952 | 5.9617 | 7.053
| 0.90314 | 'Large' | 2 | 'Mid' | 'High' | 'In' | 'Mid' | 'AllOptions' | 537 | 29266.38 | 8.8832 | 29375.466 | CC-4 | 5.9481 | 1.4268 | 2.8749 | 13.1848 | 2.7275 | 0.49157 | 5.9617 | 6.0004
| 0.95315 | 'Moderate' | 8 | 'Low' | 'High' | 'In' | 'High' | 'Ref' | 538 | 27856.5 | 7.4154 | 28185.4525 | ESR-4h-11 | 5.259 | 1.2615 | 2.2659 | 10.9428 | 1.9898 | 0 | 5.9617 | 4.3773
| 1.0779 | 'Moderate' | 4 | 'Low' | 'High' | 'In' | 'Mid' | 'Ref' | 539 | 27856.5 | 8.6269 | 28002.9867 | ESR-4h-12 | 7.2256 | 1.7332 | 4.0583 | 14.4184 | 3.107 | 0.79919 | 5.9617 | 6.8351
| 0.77405 | 'Zero' | 8 | 'High' | 'Mid' | 'In' | 'High' | 'DERBreakthrough' | 540 | 28095.27 | 6.6154 | 28556.0581 | CC-4 | 6.0067 | 1.4408 | 4.8703 | 12.9265 | 2.6295 | 0.41206 | 5.9617 | 5.7846
| 0.93415 | 'Zero' | 2 | 'Mid' | 'Low' | 'In' | 'Low' | 'LimitedEE' | 541 | 30710.37 | 16.0872 | 28775.5853 | ESR-4h-29 | 7.8378 | 1.8801 | 4.1561 | 22.1233 | 5.5374 | 2.7697 | 5.9617 | 12.1818
| 0.82733 | 'Moderate' | 6 | 'Mid' | 'Mid' | 'Out' | 'Low' | 'DERBreakthrough' | 542 | 28095.27 | 10.4411 | 28004.6748 | NewCT2-1 | 6.0419 | 1.4493 | 2.7992 | 14.6895 | 3.203 | 0.87704 | 5.9617 | 7.0463
| 0.90782 | 'Moderate' | 4 | 'Mid' | 'Low' | 'In' | 'High' | 'AllOptions' | 543 | 29266.38 | 10.4411 | 29173.4533 | NewCT2-1 | 6.5678 | 1.5754 | 2.9088 | 14.9253 | 3.2765 | 0.93662 | 5.9617 | 7.208
| 0.7871 | 'Large' | 4 | 'Mid' | 'Low' | 'In' | 'Mid' | 'AllOptions' | 544 | 29266.38 | 10.4411 | 29175.3534 | NewCT2-1 | 10.7803 | 2.5859 | 3.2574 | 16.2844 | 3.7024 | 1.282 | 5.9617 | 8.145
| 0.84808 | 'Moderate' | 8 | 'High' | 'Mid' | 'In' | 'Mid' | 'AllOptions' | 545 | 29266.38 | 9.6911 | 29272.8185 | NewCT1-1 | 9.434 | 2.2629 | 3.266 | 15.22 | 3.3665 | 1.0096 | 5.9617 | 7.406
| 0.77691 | 'Zero' | 6 | 'Mid' | 'Mid' | 'In' | 'Low' | 'Ref' | 546 | 27856.5 | 9.4489 | 27888.466 | NY-4 | 8.4242 | 2.0207 | 3.7531 | 15.2228 | 3.3633 | 1.007 | 5.9617 | 7.399
| 0.90444 | 'Large' | 4 | 'High' | 'Low' | 'In' | 'Mid' | 'LimitedEE' | 547 | 30710.37 | 16.0872 | 29794.0581 | NewCT2-2 | 13.7067 | 3.2879 | 4.1176 | 23.4926 | 5.9698 | 3.1203 | 5.9617 | 13.133
| 1.0168 | 'Large' | 8 | 'Mid' | 'High' | 'In' | 'Mid' | 'AllOptions' | 548 | 29266.38 | 8.8832 | 29375.466 | CC-4 | 7.2047 | 1.7282 | 3.8127 | 14.424 | 3.1108 | 0.80229 | 5.9617 | 6.8435
| 0.79185 | 'Moderate' | 4 | 'High' | 'High' | 'In' | 'High' | 'LimitedEE' | 549 | 30710.37 | 9.6911 | 30713.2682 | NewCT1-2 | 8.0047 | 1.9201 | 2.2133 | 13.8244 | 2.9349 | 0.65967 | 5.9617 | 6.4565
| 0.77834 | 'Moderate' | 8 | 'High' | 'Mid' | 'Out' | 'High' | 'Ref' | 550 | 27856.5 | 7.9174 | 28106.0581 | NY-5 | 7.602 | 1.8235 | 4.2021 | 13.943 | 2.9558 | 0.67662 | 5.9617 | 6.5025
| 0.82639 | 'Moderate' | 6 | 'Mid' | 'Mid' | 'Out' | 'Low' | 'LimitedEE' | 551 | 30710.37 | 16.0872 | 29713.4443 | ESR-4h-28 | 9.0699 | 2.1756 | 2.9584 | 21.2212 | 5.2627 | 2.547 | 5.9617 | 11.5774
| 1.174 | 'Moderate' | 4 | 'Mid' | 'Low' | 'In' | 'High' | 'LimitedEE' | 552 | 30710.37 | 16.0872 | 29568.466 | NewCT2-2 | 9.6854 | 2.3232 | 3.2384 | 21.6488 | 5.3953 | 2.6545 | 5.9617 | 11.8692
| 0.8712 | 'Large' | 4 | 'Mid' | 'Low' | 'Out' | 'Mid' | 'LimitedEE' | 553 | 30710.37 | 16.0872 | 28679.5853 | ESR-4h-29 | 12.0267 | 2.8848 | 4.6812 | 23.6532 | 6.0158 | 3.1576 | 5.9617 | 13.2342
| 1.0854 | 'Moderate' | 2 | 'Mid' | 'Mid' | 'Out' | 'Low' | 'AllOptions' | 554 | 29266.38 | 16.0872 | 28020.966 | ESR-4h-26 | 11.1002 | 2.6626 | 3.7407 | 22.4905 | 5.6567 | 2.8665 | 5.9617 | 12.4443
| 1.1665 | 'Large' | 8 | 'Low' | 'High' | 'Out' | 'Mid' | 'LimitedEE' | 555 | 30710.37 | 11.5695 | 30481.2728 | ESR-4h-17 | 9.3246 | 2.2367 | 4.0344 | 17.8406 | 4.187 | 1.6749 | 5.9617 | 9.2111
| 0.84859 | 'Large' | 2 | 'Mid' | 'Low' | 'In' | 'Low' | 'LimitedEE' | 556 | 30710.37 | 16.0872 | 28775.5853 | ESR-4h-29 | 15.0968 | 3.6213 | 4.8649 | 24.5733 | 6.3046 | 3.3918 | 5.9617 | 13.8696
| 1.144 | 'Large' | 2 | 'Low' | 'High' | 'Out' | 'Low' | 'LimitedEE' | 557 | 30710.37 | 16.0872 | 29229.626 | ESR-4h-30 | 12.1488 | 2.9142 | 3.1313 | 22.1326 | 5.5488 | 2.779 | 5.9617 | 12.207
| 0.78508 | 'Large' | 4 | 'Mid' | 'Mid' | 'In' | 'Mid' | 'DERBreakthrough' | 558 | 28095.27 | 7.5447 | 28402.466 | CC-4 | 7.7341 | 1.8552 | 2.9441 | 12.344 | 2.4617 | 0.27599 | 5.9617 | 5.4155
| 0.85335 | 'Moderate' | 2 | 'Mid' | 'High' | 'In' | 'Low' | 'AllOptions' | 559 | 29266.38 | 9.6911 | 29274.6496 | NewCT1-1 | 6.1319 | 1.4709 | 3.4904 | 14.6523 | 3.1855 | 0.86287 | 5.9617 | 7.0079
| 1.0506 | 'Zero' | 2 | 'Mid' | 'Low' | 'In' | 'Mid' | 'Ref' | 560 | 27856.5 | 9.6911 | 27865.0486 | NewCT1-1 | 9.2654 | 2.2225 | 4.1246 | 16.0382 | 3.6175 | 1.2131 | 5.9617 | 7.9583
| 0.89876 | 'Moderate' | 6 | 'High' | 'Low' | 'In' | 'Low' | 'AllOptions' | 561 | 29266.38 | 10.4411 | 29179.2624 | NewCT2-1 | 7.5516 | 1.8114 | 3.9622 | 16.2147 | 3.6746 | 1.2594 | 5.9617 | 8.0838
| 0.83677 | 'Zero' | 8 | 'Mid' | 'Mid' | 'Out' | 'Mid' | 'LimitedEE' | 562 | 30710.37 | 10.6535 | 30589.1326 | ESR-4h-26 | 10.2109 | 2.4493 | 2.9247 | 16.0275 | 3.6241 | 1.2185 | 5.9617 | 7.9728
| 0.76616 | 'Large' | 2 | 'High' | 'Mid' | 'In' | 'High' | 'AllOptions' | 563 | 29266.38 | 9.3912 | 29306.0581 | CC-4 | 8.3717 | 2.0081 | 3.6679 | 15.0672 | 3.3149 | 0.96782 | 5.9617 | 7.2926
| 0.89801 | 'Moderate' | 2 | 'High' | 'High' | 'In' | 'High' | 'DERBreakthrough' | 564 | 28095.27 | 2.4988 | 29562.776 | CC-2 | 4.083 | 0.97939 | 2.8557 | 6.3339 | -0.0072291 | 0 | 5.9617 | -0.015903
| 0.87772 | 'Large' | 4 | 'Mid' | 'Low' | 'In' | 'Mid' | 'LimitedEE' | 565 | 30710.37 | 16.0872 | 29879.5853 | ESR-4h-29 | 11.1146 | 2.6661 | 3.99 | 22.7433 | 5.7344 | 2.9294 | 5.9617 | 12.6152
| 0.82334 | 'Large' | 2 | 'Mid' | 'Mid' | 'In' | 'High' | 'Ref' | 566 | 27856.5 | 4.5352 | 28732.466 | CC-4 | 4.258 | 1.0214 | 3.6218 | 9.1784 | 1.2124 | 0 | 5.9617 | 2.6672
| 1.055 | 'Moderate' | 6 | 'Mid' | 'Low' | 'In' | 'Low' | 'Ref' | 567 | 27856.5 | 9.6911 | 27864.157 | NewCT1-2 | 8.9845 | 2.1551 | 3.5652 | 15.4114 | 3.4244 | 1.0566 | 5.9617 | 7.5334
| 1.0243 | 'Moderate' | 2 | 'Low' | 'Mid' | 'In' | 'Low' | 'DERBreakthrough' | 568 | 28095.27 | 10.4411 | 28007.3997 | NewCT2-1 | 12.5897 | 3.0199 | 3.0431 | 16.5041 | 3.7735 | 1.3396 | 5.9617 | 8.3015
| 1.0084 | 'Moderate' | 4 | 'High' | 'High' | 'In' | 'Low' | 'DERBreakthrough' | 569 | 28095.27 | 4.3 | 29027.4584 | NY-2 | 3.6981 | 0.88707 | 3.5037 | 8.6908 | 1.0032 | 0 | 5.9617 | 2.2069
| 1.0071 | 'Large' | 2 | 'Low' | 'Mid' | 'In' | 'High' | 'AllOptions' | 570 | 29266.38 | 11.1819 | 29082.2368 | ESR-4h-19 | 9.626 | 2.309 | 3.617 | 17.1079 | 3.9593 | 1.4902 | 5.9617 | 8.7101
| 0.87353 | 'Large' | 6 | 'Mid' | 'Mid' | 'In' | 'Mid' | 'LimitedEE' | 571 | 30710.37 | 10.4411 | 30615.6514 | NewCT2-3 | 13.0169 | 3.1224 | 3.3592 | 16.9227 | 3.903 | 1.4446 | 5.9617 | 8.5862
| 0.91482 | 'Large' | 4 | 'High' | 'High' | 'Out' | 'High' | 'Ref' | 572 | 27856.5 | 3.6254 | 28962.776 | CC-3 | 3.3383 | 0.80076 | 2.5646 | 6.9908 | 0.27973 | 0 | 5.9617 | 0.61538
| 0.85346 | 'Large' | 8 | 'High' | 'Mid' | 'In' | 'High' | 'DERBreakthrough' | 573 | 28095.27 | 3.75 | 29168.1012 | NY-5 | 3.9605 | 0.95002 | 3.2616 | 7.9616 | 0.69104 | 0 | 5.9617 | 1.5202
| 1.217 | 'Zero' | 8 | 'Low' | 'High' | 'In' | 'High' | 'DERBreakthrough' | 574 | 28095.27 | 9.6911 | 28099.2796 | NewCT1-1 | 10.9954 | 2.6375 | 4.8483 | 17.1768 | 3.9708 | 1.4996 | 5.9617 | 8.7355
| 0.97174 | 'Zero' | 4 | 'Low' | 'Low' | 'In' | 'High' | 'DERBreakthrough' | 575 | 28095.27 | 9.8649 | 28073.5784 | ESR-4h-17 | 6.4247 | 1.5411 | 4.5079 | 15.9139 | 3.5751 | 1.1788 | 5.9617 | 7.865
| 1.1996 | 'Moderate' | 6 | 'Mid' | 'Mid' | 'Out' | 'Mid' | 'AllOptions' | 576 | 29266.38 | 10.4411 | 29179.5478 | NewCT2-3 | 9.1341 | 2.191 | 4.0059 | 16.638 | 3.8078 | 1.3674 | 5.9617 | 8.3768
| 0.76693 | 'Zero' | 8 | 'Mid' | 'Low' | 'In' | 'Low' | 'LimitedEE' | 577 | 30710.37 | 10.4411 | 30621.9888 | NewCT2-4 | 9.0857 | 2.1794 | 4.201 | 16.8214 | 3.864 | 1.413 | 5.9617 | 8.5006
| 0.82814 | 'Zero' | 6 | 'Mid' | 'Mid' | 'In' | 'Mid' | 'DERBreakthrough' | 578 | 28095.27 | 9.3 | 28148.5986 | NY-4 | 7.5452 | 1.8099 | 4.1217 | 15.2316 | 3.363 | 1.0068 | 5.9617 | 7.3984
| 0.99187 | 'Zero' | 2 | 'High' | 'High' | 'In' | 'Low' | 'Ref' | 579 | 27856.5 | 3.9773 | 28868.776 | CC-3 | 4.6201 | 1.1082 | 3.5269 | 8.6124 | 0.96909 | 0 | 5.9617 | 2.1319
| 1.1671 | 'Moderate' | 8 | 'Low' | 'Low' | 'In' | 'Mid' | 'DERBreakthrough' | 580 | 28095.27 | 9.6911 | 28103.7991 | NewCT1-4 | 5.2976 | 1.2708 | 3.8175 | 14.7793 | 3.2229 | 0.89316 | 5.9617 | 7.09
| 1.1694 | 'Moderate' | 8 | 'Low' | 'Mid' | 'In' | 'Low' | 'LimitedEE' | 581 | 30710.37 | 12.3564 | 30392.901 | ESR-4h-17 | 8.907 | 2.1365 | 2.4836 | 16.9765 | 3.9272 | 1.4642 | 5.9617 | 8.6396
| 1.0494 | 'Zero' | 4 | 'Low' | 'Low' | 'In' | 'Mid' | 'AllOptions' | 582 | 29266.38 | 11.7606 | 29014.8005 | ESR-4h-20 | 10.0669 | 2.4148 | 2.813 | 16.9883 | 3.9282 | 1.4651 | 5.9617 | 8.6418
| 0.90527 | 'Moderate' | 4 | 'High' | 'Mid' | 'In' | 'High' | 'DERBreakthrough' | 583 | 28095.27 | 5 | 28867.9543 | NY-3 | 3.313 | 0.7947 | 2.9972 | 8.7919 | 1.0526 | 0 | 5.9617 | 2.3156
| 0.9334 | 'Large' | 2 | 'Mid' | 'Low' | 'In' | 'Mid' | 'DERBreakthrough' | 584 | 28095.27 | 9.6911 | 28098.3312 | NewCT1-1 | 6.5262 | 1.5654 | 3.5857 | 14.8422 | 3.2446 | 0.9108 | 5.9617 | 7.1379
| 0.96414 | 'Moderate' | 4 | 'Mid' | 'High' | 'In' | 'High' | 'DERBreakthrough' | 585 | 28095.27 | 3.9854 | 29105.466 | NY-1 | 4.6825 | 1.1232 | 2.7965 | 7.9051 | 0.67194 | 0 | 5.9617 | 1.4782
| 1.1797 | 'Moderate' | 6 | 'Mid' | 'Mid' | 'In' | 'High' | 'DERBreakthrough' | 586 | 28095.27 | 6.4647 | 28582.466 | NY-4 | 4.8064 | 1.1529 | 3.0543 | 10.672 | 1.8638 | 0 | 5.9617 | 4.1003
| 1.1231 | 'Large' | 2 | 'Mid' | 'Mid' | 'Out' | 'Low' | 'LimitedEE' | 587 | 30710.37 | 16.0872 | 28020.966 | ESR-4h-26 | 12.3177 | 2.9547 | 4.0677 | 23.1095 | 5.8493 | 3.0226 | 5.9617 | 12.868
| 0.95471 | 'Moderate' | 6 | 'High' | 'Mid' | 'In' | 'Mid' | 'LimitedEE' | 588 | 30710.37 | 10.4411 | 30624.478 | NewCT2-2 | 7.5445 | 1.8097 | 4.0199 | 16.2707 | 3.6918 | 1.2733 | 5.9617 | 8.1216
| 0.85578 | 'Zero' | 8 | 'Mid' | 'High' | 'Out' | 'High' | 'Ref' | 589 | 27856.5 | 8.2558 | 28055.466 | NY-2 | 5.8853 | 1.4117 | 3.0886 | 12.7561 | 2.5905 | 0.38045 | 5.9617 | 5.6989
| 1.2242 | 'Large' | 6 | 'Low' | 'High' | 'Out' | 'High' | 'LimitedEE' | 590 | 30710.37 | 13.0474 | 30318.4789 | ESR-4h-19 | 6.2131 | 1.4903 | 3.5392 | 18.0769 | 4.2657 | 1.7387 | 5.9617 | 9.3842
| 1.2266 | 'Zero' | 6 | 'Low' | 'High' | 'In' | 'High' | 'AllOptions' | 591 | 29266.38 | 10.0698 | 29218.7557 | ESR-4h-12 | 7.3083 | 1.7531 | 3.2563 | 15.0791 | 3.3221 | 0.97363 | 5.9617 | 7.3084
| 0.85809 | 'Large' | 4 | 'Mid' | 'High' | 'In' | 'Low' | 'AllOptions' | 592 | 29266.38 | 9.6911 | 29274.6496 | NewCT1-1 | 5.3977 | 1.2948 | 2.9975 | 13.9833 | 2.9785 | 0.69504 | 5.9617 | 6.5525
| 1.0404 | 'Zero' | 8 | 'Mid' | 'Low' | 'Out' | 'Mid' | 'AllOptions' | 593 | 29266.38 | 10.4411 | 29173.2755 | NewCT2-4 | 11.3224 | 2.7159 | 2.7537 | 15.9107 | 3.5887 | 1.1898 | 5.9617 | 7.8948
| 1.0935 | 'Large' | 8 | 'Mid' | 'High' | 'In' | 'Mid' | 'LimitedEE' | 594 | 30710.37 | 9.6911 | 30719.6689 | NewCT1-4 | 6.2649 | 1.5028 | 3.0937 | 14.2875 | 3.0737 | 0.77221 | 5.9617 | 6.7618
| 1.1088 | 'Moderate' | 8 | 'Low' | 'Mid' | 'In' | 'High' | 'DERBreakthrough' | 595 | 28095.27 | 9.6911 | 28102.2459 | NewCT1-1 | 7.9392 | 1.9044 | 3.0118 | 14.6072 | 3.1753 | 0.85456 | 5.9617 | 6.9853
| 0.82071 | 'Moderate' | 6 | 'High' | 'High' | 'In' | 'Mid' | 'DERBreakthrough' | 596 | 28095.27 | 3.5 | 29237.0348 | NY-1 | 4.808 | 1.1533 | 2.7032 | 7.3564 | 0.43607 | 0 | 5.9617 | 0.95931
| 0.84461 | 'Zero' | 6 | 'High' | 'Mid' | 'In' | 'Mid' | 'DERBreakthrough' | 597 | 28095.27 | 7.7138 | 28376.0581 | NY-1 | 8.3915 | 2.0129 | 3.1106 | 12.8373 | 2.6159 | 0.40108 | 5.9617 | 5.7549
| 1.0154 | 'Zero' | 2 | 'High' | 'Low' | 'In' | 'Mid' | 'DERBreakthrough' | 598 | 28095.27 | 9.3 | 28147.8458 | NY-4 | 10.3013 | 2.471 | 3.7621 | 15.5331 | 3.4612 | 1.0864 | 5.9617 | 7.6143
| 1.1605 | 'Moderate' | 6 | 'Mid' | 'High' | 'In' | 'High' | 'DERBreakthrough' | 599 | 28095.27 | 3.9854 | 29105.466 | NY-1 | 5.0809 | 1.2188 | 3.2755 | 8.4797 | 0.91464 | 0 | 5.9617 | 2.0121
| 0.82043 | 'Moderate' | 4 | 'Mid' | 'Low' | 'Out' | 'High' | 'LimitedEE' | 600 | 30710.37 | 16.0872 | 29009.5853 | ESR-4h-28 | 10.0953 | 2.4216 | 2.9994 | 21.5082 | 5.3529 | 2.6201 | 5.9617 | 11.7759
| 0.90064 | 'Moderate' | 2 | 'Mid' | 'High' | 'In' | 'High' | 'AllOptions' | 601 | 29266.38 | 6.7412 | 29705.466 | NY-5 | 5.0901 | 1.221 | 3.3693 | 11.3314 | 2.1386 | 0.014081 | 5.9617 | 4.7048
| 0.9755 | 'Large' | 2 | 'High' | 'Low' | 'In' | 'Low' | 'AllOptions' | 602 | 29266.38 | 14.8766 | 28690.0581 | NewCT2-1 | 12.0227 | 2.8839 | 3.2049 | 20.9654 | 5.1799 | 2.4799 | 5.9617 | 11.3954
| 1.0983 | 'Moderate' | 2 | 'Mid' | 'Mid' | 'In' | 'High' | 'AllOptions' | 603 | 29266.38 | 10.4411 | 29177.0139 | NewCT2-1 | 8.6366 | 2.0717 | 2.7327 | 15.2454 | 3.3789 | 1.0197 | 5.9617 | 7.4334
| 1.1428 | 'Moderate' | 2 | 'Mid' | 'Low' | 'In' | 'Low' | 'AllOptions' | 604 | 29266.38 | 16.0872 | 28488.466 | ESR-4h-25 | 13.1471 | 3.1536 | 3.4049 | 22.6457 | 5.7085 | 2.9084 | 5.9617 | 12.5582
| 1.005 | 'Zero' | 2 | 'Low' | 'Low' | 'In' | 'Mid' | 'LimitedEE' | 605 | 30710.37 | 16.0872 | 29203.6903 | ESR-4h-31 | 10.858 | 2.6045 | 3.396 | 22.0877 | 5.5325 | 2.7657 | 5.9617 | 12.171
| 1.1386 | 'Zero' | 4 | 'Low' | 'Mid' | 'In' | 'Mid' | 'DERBreakthrough' | 606 | 28095.27 | 9.8537 | 28074.126 | NewCT1-2 | 10.6968 | 2.5658 | 2.9197 | 15.3392 | 3.407 | 1.0424 | 5.9617 | 7.4951
| 0.78713 | 'Zero' | 6 | 'Mid' | 'High' | 'In' | 'Low' | 'AllOptions' | 607 | 29266.38 | 9.6911 | 29269.9586 | NewCT1-2 | 10.5707 | 2.5356 | 2.8116 | 15.0383 | 3.3129 | 0.96618 | 5.9617 | 7.2882
| 0.92619 | 'Zero' | 8 | 'Mid' | 'Low' | 'Out' | 'Low' | 'LimitedEE' | 608 | 30710.37 | 16.0872 | 29795.5853 | ESR-4h-29 | 9.248 | 2.2183 | 2.5261 | 20.8316 | 5.1433 | 2.4502 | 5.9617 | 11.3149
| 1.1265 | 'Zero' | 6 | 'Mid' | 'Low' | 'Out' | 'Mid' | 'LimitedEE' | 609 | 30710.37 | 16.0872 | 29132.466 | ESR-4h-25 | 12.4368 | 2.9832 | 4.8721 | 23.9425 | 6.1055 | 3.2303 | 5.9617 | 13.4315
| 0.85176 | 'Moderate' | 2 | 'High' | 'Mid' | 'In' | 'Low' | 'DERBreakthrough' | 610 | 28095.27 | 6.5 | 28577.572 | NY-5 | 6.6289 | 1.5901 | 3.282 | 11.3721 | 2.1522 | 0.025081 | 5.9617 | 4.7347
| 1.1778 | 'Moderate' | 2 | 'Low' | 'Low' | 'In' | 'Low' | 'LimitedEE' | 611 | 30710.37 | 16.0872 | 27921.626 | ESR-4h-20 | 11.7225 | 2.8119 | 4.3608 | 23.2598 | 5.8943 | 3.0591 | 5.9617 | 12.967
| 1.0335 | 'Large' | 4 | 'High' | 'High' | 'In' | 'Low' | 'LimitedEE' | 612 | 30710.37 | 10.4411 | 30622.9476 | NewCT2-1 | 8.5095 | 2.0412 | 3.7158 | 16.198 | 3.6714 | 1.2568 | 5.9617 | 8.0767
| 1.0492 | 'Moderate' | 8 | 'High' | 'Mid' | 'Out' | 'Low' | 'LimitedEE' | 613 | 30710.37 | 12.5397 | 30372.0581 | NewCT2-4 | 12.2016 | 2.9268 | 2.3112 | 17.7777 | 4.1815 | 1.6704 | 5.9617 | 9.1989
| 0.94529 | 'Zero' | 4 | 'Low' | 'Mid' | 'In' | 'Mid' | 'DERBreakthrough' | 614 | 28095.27 | 9.6911 | 28101.9291 | NewCT1-1 | 5.9884 | 1.4364 | 3.5036 | 14.6311 | 3.1787 | 0.85735 | 5.9617 | 6.9929
| 0.85032 | 'Large' | 4 | 'High' | 'Low' | 'In' | 'Mid' | 'LimitedEE' | 615 | 30710.37 | 16.0872 | 29794.0581 | NewCT2-2 | 10.6523 | 2.5552 | 2.9771 | 21.6194 | 5.3882 | 2.6488 | 5.9617 | 11.8535
| 0.84508 | 'Zero' | 2 | 'High' | 'High' | 'In' | 'High' | 'DERBreakthrough' | 616 | 28095.27 | 2.4988 | 29562.776 | CC-2 | 3.0044 | 0.72066 | 2.1804 | 5.3999 | -0.40291 | 0 | 5.9617 | -0.88637
| 0.78732 | 'Zero' | 2 | 'High' | 'Low' | 'In' | 'Low' | 'AllOptions' | 617 | 29266.38 | 14.8766 | 28690.0581 | NewCT2-1 | 7.4063 | 1.7766 | 3.8787 | 20.5318 | 5.0375 | 2.3644 | 5.9617 | 11.0821
| 0.87546 | 'Moderate' | 8 | 'High' | 'High' | 'Out' | 'High' | 'DERBreakthrough' | 618 | 28095.27 | 5.2587 | 28812.776 | NY-3 | 3.2602 | 0.78203 | 2.6219 | 8.6626 | 1.001 | 0 | 5.9617 | 2.2022
| 0.87999 | 'Moderate' | 2 | 'High' | 'Mid' | 'In' | 'High' | 'AllOptions' | 619 | 29266.38 | 9.3912 | 29306.0581 | NY-5 | 10.0502 | 2.4108 | 3.9007 | 15.7027 | 3.5135 | 1.1288 | 5.9617 | 7.7295
| 1.0946 | 'Zero' | 6 | 'Mid' | 'Mid' | 'In' | 'High' | 'LimitedEE' | 620 | 30710.37 | 10.4411 | 30618.1957 | NewCT2-3 | 7.2756 | 1.7452 | 3.0378 | 15.2241 | 3.3697 | 1.0122 | 5.9617 | 7.413
| 1.1966 | 'Moderate' | 2 | 'Mid' | 'Mid' | 'In' | 'High' | 'DERBreakthrough' | 621 | 28095.27 | 6.4647 | 28582.466 | NY-4 | 7.1064 | 1.7046 | 3.0024 | 11.1717 | 2.0802 | 0 | 5.9617 | 4.5764
| 0.94204 | 'Zero' | 2 | 'Low' | 'Mid' | 'In' | 'High' | 'AllOptions' | 622 | 29266.38 | 10.4411 | 29180.5469 | NewCT2-1 | 6.4962 | 1.5583 | 3.4091 | 15.4084 | 3.4248 | 1.0569 | 5.9617 | 7.5342
| 1.1969 | 'Moderate' | 6 | 'Mid' | 'High' | 'In' | 'High' | 'DERBreakthrough' | 623 | 28095.27 | 3.9854 | 29105.466 | NY-1 | 3.4951 | 0.83838 | 3.6867 | 8.5105 | 0.92325 | 0 | 5.9617 | 2.0311
| 1.1303 | 'Zero' | 8 | 'Mid' | 'Low' | 'In' | 'Mid' | 'DERBreakthrough' | 624 | 28095.27 | 9.6911 | 28104.0399 | NewCT1-2 | 10.5829 | 2.5385 | 3.5095 | 15.7392 | 3.5283 | 1.1408 | 5.9617 | 7.7619
| 0.89725 | 'Moderate' | 8 | 'High' | 'Low' | 'In' | 'Low' | 'AllOptions' | 625 | 29266.38 | 9.6911 | 29276.0683 | NewCT1-4 | 9.9366 | 2.3835 | 3.3549 | 15.4294 | 3.4318 | 1.0626 | 5.9617 | 7.5498
| 1.2277 | 'Zero' | 2 | 'Low' | 'Low' | 'Out' | 'Mid' | 'LimitedEE' | 626 | 30710.37 | 16.0872 | 27085.626 | ESR-4h-20 | 9.5734 | 2.2964 | 3.5778 | 21.9613 | 5.4911 | 2.7322 | 5.9617 | 12.0799
| 1.0463 | 'Zero' | 8 | 'Low' | 'Low' | 'Out' | 'Low' | 'DERBreakthrough' | 627 | 28095.27 | 10.4411 | 28001.8051 | NewCT2-3 | 8.3559 | 2.0043 | 2.3934 | 14.8388 | 3.2535 | 0.91796 | 5.9617 | 7.1573
| 0.88458 | 'Zero' | 4 | 'Mid' | 'Mid' | 'Out' | 'Low' | 'DERBreakthrough' | 628 | 28095.27 | 10.4411 | 28004.6748 | NewCT2-2 | 6.1874 | 1.4842 | 3.7731 | 15.6984 | 3.5132 | 1.1286 | 5.9617 | 7.7288
| 0.78464 | 'Moderate' | 6 | 'Mid' | 'High' | 'In' | 'Mid' | 'LimitedEE' | 629 | 30710.37 | 9.7958 | 30697.2611 | ESR-4h-24 | 7.4835 | 1.7951 | 4.0349 | 15.6258 | 3.4881 | 1.1082 | 5.9617 | 7.6736
| 1.0215 | 'Moderate' | 6 | 'High' | 'Mid' | 'In' | 'Mid' | 'Ref' | 630 | 27856.5 | 5 | 28630.3328 | NY-3 | 4.3845 | 1.0517 | 3.175 | 9.2267 | 1.2384 | 0 | 5.9617 | 2.7243
| 0.83772 | 'Zero' | 2 | 'High' | 'Mid' | 'In' | 'Low' | 'LimitedEE' | 631 | 30710.37 | 16.0872 | 29352.0581 | NewCT2-1 | 7.9201 | 1.8998 | 3.8921 | 21.879 | 5.4625 | 2.709 | 5.9617 | 12.017
| 0.83028 | 'Large' | 6 | 'Mid' | 'High' | 'In' | 'Low' | 'LimitedEE' | 632 | 30710.37 | 10.4411 | 30623.7064 | NewCT2-2 | 7.4057 | 1.7764 | 3.4475 | 15.665 | 3.5054 | 1.1222 | 5.9617 | 7.7116
| 1.2229 | 'Large' | 4 | 'Mid' | 'Low' | 'In' | 'High' | 'AllOptions' | 633 | 29266.38 | 10.4411 | 29173.4533 | NewCT2-1 | 9.0013 | 2.1592 | 3.1037 | 15.7039 | 3.5205 | 1.1345 | 5.9617 | 7.7449
| 0.78146 | 'Zero' | 4 | 'High' | 'Mid' | 'In' | 'Low' | 'Ref' | 634 | 27856.5 | 7.8 | 28125.298 | NY-2 | 4.9969 | 1.1986 | 3.1128 | 12.1114 | 2.3869 | 0.21535 | 5.9617 | 5.2509
| 0.82739 | 'Moderate' | 8 | 'High' | 'Mid' | 'Out' | 'Low' | 'DERBreakthrough' | 635 | 28095.27 | 9.6911 | 28100.1806 | NewCT1-2 | 6.8621 | 1.646 | 3.3756 | 14.7127 | 3.2055 | 0.8791 | 5.9617 | 7.0519
| 0.78076 | 'Large' | 8 | 'High' | 'Low' | 'In' | 'Low' | 'LimitedEE' | 636 | 30710.37 | 10.4411 | 30621.4154 | NewCT2-4 | 9.8073 | 2.3525 | 3.3474 | 16.1409 | 3.6564 | 1.2447 | 5.9617 | 8.0438
| 1.0142 | 'Large' | 8 | 'Low' | 'Low' | 'In' | 'Low' | 'Ref' | 637 | 27856.5 | 9.6911 | 27865.4793 | NewCT1-4 | 6.9598 | 1.6695 | 2.4569 | 13.8175 | 2.9307 | 0.65625 | 5.9617 | 6.4472
| 1.0911 | 'Large' | 2 | 'Mid' | 'Mid' | 'In' | 'High' | 'Ref' | 638 | 27856.5 | 4.5352 | 28732.466 | CC-4 | 3.4573 | 0.82931 | 3.3667 | 8.7312 | 1.0222 | 0 | 5.9617 | 2.2487
| 1.0302 | 'Moderate' | 6 | 'High' | 'High' | 'In' | 'Low' | 'AllOptions' | 639 | 29266.38 | 7.2616 | 29618.776 | NY-5 | 8.1809 | 1.9624 | 3.7417 | 12.9657 | 2.6512 | 0.42968 | 5.9617 | 5.8324
| 0.79458 | 'Large' | 2 | 'High' | 'High' | 'In' | 'Mid' | 'LimitedEE' | 640 | 30710.37 | 10.4411 | 30622.6865 | NewCT2-1 | 5.9976 | 1.4386 | 3.7362 | 15.6159 | 3.4875 | 1.1077 | 5.9617 | 7.6722
| 1.1213 | 'Moderate' | 8 | 'Mid' | 'Mid' | 'In' | 'High' | 'DERBreakthrough' | 641 | 28095.27 | 6.4647 | 28582.466 | NY-4 | 6.6925 | 1.6053 | 3.1166 | 11.1867 | 2.0854 | 0 | 5.9617 | 4.5877
| 0.91803 | 'Moderate' | 6 | 'Mid' | 'Low' | 'In' | 'High' | 'Ref' | 642 | 27856.5 | 8.0339 | 28088.466 | NY-5 | 6.5131 | 1.5623 | 3.6602 | 13.2564 | 2.7436 | 0.5046 | 5.9617 | 6.0358
| 0.85422 | 'Zero' | 6 | 'Mid' | 'Low' | 'Out' | 'Mid' | 'Ref' | 643 | 27856.5 | 10.4411 | 27768.5501 | NewCT2-1 | 9.3585 | 2.2448 | 2.6609 | 15.3468 | 3.4115 | 1.0461 | 5.9617 | 7.5051
| 0.77345 | 'Large' | 4 | 'Mid' | 'Low' | 'In' | 'High' | 'LimitedEE' | 644 | 30710.37 | 14.1037 | 30209.5853 | ESR-4h-28 | 8.9762 | 2.1531 | 3.9864 | 20.2432 | 4.9456 | 2.2899 | 5.9617 | 10.8798
| 1.1937 | 'Zero' | 8 | 'Low' | 'High' | 'In' | 'High' | 'DERBreakthrough' | 645 | 28095.27 | 9.6911 | 28099.2796 | NewCT1-1 | 7.0541 | 1.6921 | 3.6563 | 15.0394 | 3.3063 | 0.96078 | 5.9617 | 7.2735
| 1.1998 | 'Moderate' | 2 | 'Mid' | 'High' | 'In' | 'Mid' | 'DERBreakthrough' | 646 | 28095.27 | 4.7357 | 28925.466 | NY-2 | 5.6098 | 1.3456 | 1.974 | 8.0554 | 0.74618 | 0 | 5.9617 | 1.6415
| 1.0183 | 'Moderate' | 4 | 'High' | 'High' | 'Out' | 'Mid' | 'LimitedEE' | 647 | 30710.37 | 13.5771 | 30262.776 | NewCT2-2 | 12.4219 | 2.9797 | 2.9139 | 19.4706 | 4.7107 | 2.0994 | 5.9617 | 10.3631
| 1.1711 | 'Large' | 4 | 'Mid' | 'Mid' | 'In' | 'Low' | 'DERBreakthrough' | 648 | 28095.27 | 9.6911 | 28100.6665 | NewCT1-1 | 8.5845 | 2.0592 | 3.2349 | 14.9852 | 3.2927 | 0.94975 | 5.9617 | 7.2436
| 0.83924 | 'Zero' | 4 | 'High' | 'High' | 'In' | 'Mid' | 'DERBreakthrough' | 649 | 28095.27 | 3.5141 | 29232.776 | CC-3 | 1.9787 | 0.47464 | 2.8469 | 6.8357 | 0.20955 | 0 | 5.9617 | 0.461
| 1.182 | 'Moderate' | 2 | 'Mid' | 'Mid' | 'Out' | 'Low' | 'DERBreakthrough' | 650 | 28095.27 | 14.2652 | 27578.466 | NewCT2-1 | 9.6247 | 2.3087 | 2.5169 | 19.0908 | 4.5941 | 2.0049 | 5.9617 | 10.1067
| 1.0546 | 'Moderate' | 4 | 'Mid' | 'Low' | 'In' | 'Low' | 'Ref' | 651 | 27856.5 | 9.6911 | 27864.157 | NewCT1-2 | 10.0866 | 2.4195 | 3.762 | 15.8726 | 3.5683 | 1.1732 | 5.9617 | 7.85
| 1.1117 | 'Zero' | 4 | 'Low' | 'Mid' | 'In' | 'Mid' | 'AllOptions' | 652 | 29266.38 | 11.1339 | 29087.126 | ESR-4h-15 | 9.9727 | 2.3922 | 3.5139 | 17.0399 | 3.9387 | 1.4735 | 5.9617 | 8.6648
| 1.1966 | 'Large' | 8 | 'Low' | 'Mid' | 'In' | 'Mid' | 'AllOptions' | 653 | 29266.38 | 10.4411 | 29180.3829 | NewCT2-1 | 6.0346 | 1.4475 | 1.86 | 13.7486 | 2.9139 | 0.64264 | 5.9617 | 6.4103
| 1.1366 | 'Moderate' | 4 | 'Low' | 'High' | 'In' | 'Mid' | 'DERBreakthrough' | 654 | 28095.27 | 9.1966 | 28162.2178 | ESR-4h-13 | 6.6434 | 1.5936 | 3.9573 | 14.7474 | 3.2116 | 0.88406 | 5.9617 | 7.0653
| 0.95843 | 'Large' | 6 | 'High' | 'Low' | 'In' | 'High' | 'AllOptions' | 655 | 29266.38 | 9.6911 | 29274.7577 | NewCT1-2 | 7.7922 | 1.8691 | 3.4067 | 14.9669 | 3.2855 | 0.94391 | 5.9617 | 7.2277
| 0.81683 | 'Moderate' | 2 | 'High' | 'Low' | 'In' | 'Mid' | 'DERBreakthrough' | 656 | 28095.27 | 8.122 | 28314.0581 | NY-5 | 7.2109 | 1.7297 | 2.7897 | 12.6413 | 2.5568 | 0.3531 | 5.9617 | 5.6247
| 0.9097 | 'Large' | 6 | 'High' | 'Low' | 'In' | 'Mid' | 'Ref' | 657 | 27856.5 | 6.634 | 28314.0581 | CC-4 | 6.3404 | 1.5209 | 3.077 | 11.2319 | 2.1054 | 0 | 5.9617 | 4.6316
| 0.95874 | 'Moderate' | 6 | 'High' | 'High' | 'In' | 'High' | 'AllOptions' | 658 | 29266.38 | 5.1205 | 30012.776 | NY-3 | 3.7569 | 0.90118 | 2.3163 | 8.3381 | 0.86436 | 0 | 5.9617 | 1.9015
| 0.87467 | 'Large' | 8 | 'Mid' | 'Low' | 'In' | 'Mid' | 'Ref' | 659 | 27856.5 | 9.6911 | 27864.4621 | NewCT1-1 | 7.9426 | 1.9052 | 3.7747 | 15.3709 | 3.4099 | 1.0448 | 5.9617 | 7.5015
| 0.79836 | 'Zero' | 4 | 'Mid' | 'Mid' | 'In' | 'Low' | 'Ref' | 660 | 27856.5 | 9.4489 | 27888.466 | NY-4 | 9.0868 | 2.1797 | 3.3869 | 15.0155 | 3.301 | 0.95648 | 5.9617 | 7.2618
| 1.0591 | 'Large' | 4 | 'Mid' | 'Low' | 'In' | 'High' | 'DERBreakthrough' | 661 | 28095.27 | 9.6911 | 28096.0341 | NewCT1-1 | 7.9751 | 1.913 | 4.2327 | 15.8368 | 3.5531 | 1.1609 | 5.9617 | 7.8165
| 0.82665 | 'Large' | 2 | 'High' | 'Low' | 'In' | 'High' | 'LimitedEE' | 662 | 30710.37 | 16.0872 | 29384.0581 | NewCT2-1 | 13.0111 | 3.121 | 5.0336 | 24.2418 | 6.1986 | 3.3058 | 5.9617 | 13.6363
| 1.0711 | 'Zero' | 4 | 'Mid' | 'Low' | 'In' | 'Mid' | 'AllOptions' | 663 | 29266.38 | 10.4411 | 29176.4645 | NewCT2-2 | 9.9747 | 2.3926 | 3.2171 | 16.0508 | 3.629 | 1.2225 | 5.9617 | 7.9836
| 1.1716 | 'Large' | 6 | 'Low' | 'Mid' | 'In' | 'High' | 'Ref' | 664 | 27856.5 | 9.6911 | 27860.7344 | NewCT1-1 | 7.6412 | 1.8329 | 2.8969 | 14.4208 | 3.1174 | 0.80764 | 5.9617 | 6.858
| 0.79131 | 'Large' | 8 | 'High' | 'Low' | 'In' | 'Low' | 'Ref' | 665 | 27856.5 | 8.995 | 27950.0581 | CC-4 | 8.5182 | 2.0433 | 3.0366 | 14.0749 | 3.0071 | 0.7182 | 5.9617 | 6.6153
| 0.9764 | 'Moderate' | 8 | 'High' | 'Low' | 'In' | 'Mid' | 'Ref' | 666 | 27856.5 | 6.634 | 28314.0581 | NY-5 | 6.5191 | 1.5638 | 2.5045 | 10.7022 | 1.8831 | 0 | 5.9617 | 4.1428
| 0.97867 | 'Zero' | 8 | 'Mid' | 'Mid' | 'In' | 'High' | 'DERBreakthrough' | 667 | 28095.27 | 8.336 | 28282.466 | NY-2 | 7.844 | 1.8815 | 3.5375 | 13.755 | 2.902 | 0.63299 | 5.9617 | 6.3841
| 0.89466 | 'Moderate' | 8 | 'Mid' | 'Mid' | 'In' | 'Low' | 'DERBreakthrough' | 668 | 28095.27 | 9.6911 | 28100.6665 | NewCT1-1 | 8.9937 | 2.1573 | 2.8819 | 14.7303 | 3.2152 | 0.88692 | 5.9617 | 7.0731
| 1.0029 | 'Zero' | 2 | 'Low' | 'High' | 'In' | 'Low' | 'LimitedEE' | 669 | 30710.37 | 13.3878 | 30282.7146 | ESR-4h-29 | 11.9926 | 2.8767 | 3.9778 | 20.2423 | 4.9453 | 2.2897 | 5.9617 | 10.8793
| 0.95033 | 'Zero' | 2 | 'Low' | 'Mid' | 'Out' | 'High' | 'DERBreakthrough' | 670 | 28095.27 | 10.4411 | 28008.9803 | NewCT2-1 | 6.6768 | 1.6016 | 3.3451 | 15.3877 | 3.4188 | 1.052 | 5.9617 | 7.521
| 0.83513 | 'Zero' | 8 | 'High' | 'Low' | 'In' | 'Low' | 'Ref' | 671 | 27856.5 | 9.6911 | 27861.8691 | NewCT1-1 | 6.9196 | 1.6598 | 2.7403 | 14.0912 | 3.0147 | 0.72436 | 5.9617 | 6.632
| 0.88999 | 'Large' | 8 | 'Mid' | 'High' | 'Out' | 'Mid' | 'Ref' | 672 | 27856.5 | 7.4702 | 28175.466 | CC-4 | 9.2444 | 2.2175 | 2.5069 | 12.1946 | 2.4181 | 0.24071 | 5.9617 | 5.3197
| 0.95978 | 'Moderate' | 8 | 'High' | 'High' | 'Out' | 'Mid' | 'LimitedEE' | 673 | 30710.37 | 10.4411 | 30616.5991 | NewCT2-1 | 8.0944 | 1.9416 | 3.7105 | 16.0932 | 3.6383 | 1.23 | 5.9617 | 8.004
| 1.0245 | 'Large' | 6 | 'High' | 'Mid' | 'In' | 'Low' | 'AllOptions' | 674 | 29266.38 | 9.6911 | 29273.1748 | NewCT1-2 | 7.8388 | 1.8803 | 3.4326 | 15.004 | 3.2969 | 0.95323 | 5.9617 | 7.253
| 0.85226 | 'Moderate' | 8 | 'High' | 'Low' | 'In' | 'Mid' | 'LimitedEE' | 675 | 30710.37 | 10.4411 | 30621.7776 | NewCT2-3 | 8.7968 | 2.1101 | 2.3669 | 14.918 | 3.2787 | 0.93841 | 5.9617 | 7.2128
| 0.96885 | 'Zero' | 4 | 'High' | 'Low' | 'In' | 'Low' | 'Ref' | 676 | 27856.5 | 9.6911 | 27861.8691 | NewCT1-1 | 6.7631 | 1.6223 | 3.5652 | 14.8785 | 3.2563 | 0.92024 | 5.9617 | 7.1635
| 1.125 | 'Zero' | 2 | 'Mid' | 'Mid' | 'In' | 'Low' | 'LimitedEE' | 677 | 30710.37 | 16.0872 | 29220.966 | ESR-4h-26 | 8.6046 | 2.064 | 3.7468 | 21.898 | 5.4697 | 2.7148 | 5.9617 | 12.0328
| 1.1524 | 'Large' | 6 | 'Low' | 'High' | 'In' | 'Mid' | 'DERBreakthrough' | 678 | 28095.27 | 9.3502 | 28141.8941 | ESR-4h-13 | 10.899 | 2.6144 | 3.5446 | 15.5092 | 3.4554 | 1.0817 | 5.9617 | 7.6016
| 0.92627 | 'Moderate' | 4 | 'High' | 'Low' | 'In' | 'High' | 'Ref' | 679 | 27856.5 | 5.8 | 28467.2692 | NY-4 | 5.9406 | 1.425 | 3.1577 | 10.3827 | 1.7377 | 0 | 5.9617 | 3.8229
| 0.98492 | 'Large' | 4 | 'High' | 'Mid' | 'In' | 'Mid' | 'LimitedEE' | 680 | 30710.37 | 11.7822 | 30456.0581 | NewCT2-2 | 7.8886 | 1.8923 | 3.6284 | 17.3028 | 4.0207 | 1.54 | 5.9617 | 8.8452
| 1.0282 | 'Zero' | 4 | 'Mid' | 'High' | 'In' | 'Low' | 'LimitedEE' | 681 | 30710.37 | 11.473 | 30491.466 | NewCT2-2 | 8.5676 | 2.0551 | 3.3525 | 16.8806 | 3.8898 | 1.4339 | 5.9617 | 8.5572
| 1.1909 | 'Large' | 4 | 'Mid' | 'High' | 'Out' | 'Mid' | 'DERBreakthrough' | 682 | 28095.27 | 9.0921 | 28175.466 | CC-4 | 6.9731 | 1.6727 | 3.3501 | 14.1149 | 3.0171 | 0.72632 | 5.9617 | 6.6373
| 1.2194 | 'Zero' | 8 | 'Low' | 'Low' | 'In' | 'Mid' | 'LimitedEE' | 683 | 30710.37 | 14.0853 | 30211.9477 | ESR-4h-18 | 12.6404 | 3.0321 | 3.5028 | 20.6202 | 5.0685 | 2.3896 | 5.9617 | 11.1503
| 1.0786 | 'Zero' | 8 | 'High' | 'High' | 'In' | 'Mid' | 'LimitedEE' | 684 | 30710.37 | 9.6911 | 30719.7793 | NewCT1-3 | 5.7656 | 1.383 | 2.9949 | 14.0689 | 3.0055 | 0.71695 | 5.9617 | 6.6119
| 1.148 | 'Moderate' | 4 | 'Low' | 'High' | 'In' | 'Low' | 'DERBreakthrough' | 685 | 28095.27 | 9.307 | 28147.0473 | ESR-4h-16 | 8.6229 | 2.0684 | 2.7724 | 14.1478 | 3.0323 | 0.73862 | 5.9617 | 6.6707
| 0.8401 | 'Zero' | 8 | 'High' | 'Low' | 'In' | 'Mid' | 'Ref' | 686 | 27856.5 | 8.6 | 28005.9031 | NY-3 | 9.7463 | 2.3379 | 3.4564 | 14.3942 | 3.1043 | 0.79707 | 5.9617 | 6.8293
| 1.0767 | 'Moderate' | 6 | 'Mid' | 'High' | 'In' | 'High' | 'AllOptions' | 687 | 29266.38 | 6.7412 | 29705.466 | NY-5 | 4.8295 | 1.1585 | 3.8961 | 11.7958 | 2.2808 | 0.12933 | 5.9617 | 5.0175
| 0.87102 | 'Moderate' | 2 | 'Mid' | 'High' | 'In' | 'Mid' | 'AllOptions' | 688 | 29266.38 | 8.8832 | 29375.466 | NY-5 | 5.982 | 1.4349 | 3.0831 | 13.4011 | 2.7941 | 0.54551 | 5.9617 | 6.1468
| 1.0875 | 'Large' | 8 | 'Mid' | 'Mid' | 'In' | 'Mid' | 'Ref' | 689 | 27856.5 | 6.1388 | 28402.466 | CC-4 | 5.5583 | 1.3333 | 2.8645 | 10.3366 | 1.7212 | 0 | 5.9617 | 3.7864
| 0.95676 | 'Large' | 4 | 'High' | 'Mid' | 'In' | 'High' | 'Ref' | 690 | 27856.5 | 3 | 29149.9993 | NY-4 | 2.332 | 0.55938 | 3.4792 | 7.0386 | 0.29 | 0 | 5.9617 | 0.63797
| 1.0563 | 'Zero' | 4 | 'High' | 'High' | 'In' | 'Mid' | 'DERBreakthrough' | 691 | 28095.27 | 3.5141 | 29232.776 | CC-3 | 3.0555 | 0.73293 | 2.3759 | 6.6229 | 0.12303 | 0 | 5.9617 | 0.27067
| 1.066 | 'Zero' | 6 | 'Mid' | 'High' | 'In' | 'Low' | 'AllOptions' | 692 | 29266.38 | 9.6911 | 29269.9586 | NewCT1-2 | 7.2914 | 1.749 | 3.1353 | 14.5754 | 3.1642 | 0.84558 | 5.9617 | 6.9609
| 1.2131 | 'Large' | 4 | 'Mid' | 'High' | 'In' | 'High' | 'AllOptions' | 693 | 29266.38 | 6.7412 | 29705.466 | CC-4 | 5.1182 | 1.2277 | 3.3421 | 11.311 | 2.1324 | 0.0090411 | 5.9617 | 4.6911
| 1.0907 | 'Large' | 8 | 'Low' | 'Mid' | 'In' | 'High' | 'Ref' | 694 | 27856.5 | 9.6911 | 27860.7344 | NewCT1-1 | 5.8066 | 1.3928 | 4.1958 | 15.2797 | 3.3776 | 1.0186 | 5.9617 | 7.4305
| 0.78822 | 'Large' | 2 | 'High' | 'Low' | 'In' | 'Low' | 'Ref' | 695 | 27856.5 | 8.995 | 27950.0581 | CC-4 | 7.2151 | 1.7307 | 3.6798 | 14.4055 | 3.1061 | 0.79845 | 5.9617 | 6.8331
| 0.92283 | 'Moderate' | 8 | 'Low' | 'High' | 'In' | 'High' | 'Ref' | 696 | 27856.5 | 7.1211 | 28232.3622 | ESR-4h-12 | 8.6297 | 2.07 | 3.8128 | 13.0039 | 2.6627 | 0.43897 | 5.9617 | 5.8577
| 0.83393 | 'Moderate' | 2 | 'Mid' | 'Mid' | 'In' | 'High' | 'Ref' | 697 | 27856.5 | 5.8 | 28467.4894 | NY-4 | 6.0059 | 1.4406 | 3.0713 | 10.312 | 1.7082 | 0 | 5.9617 | 3.7578
| 0.79559 | 'Zero' | 6 | 'High' | 'Mid' | 'In' | 'High' | 'LimitedEE' | 698 | 30710.37 | 10.4411 | 30624.4792 | NewCT2-1 | 7.7136 | 1.8503 | 3.0476 | 15.339 | 3.4058 | 1.0415 | 5.9617 | 7.4926
| 0.86201 | 'Moderate' | 4 | 'High' | 'Mid' | 'In' | 'High' | 'LimitedEE' | 699 | 30710.37 | 10.4411 | 30624.4792 | NewCT2-2 | 6.8712 | 1.6482 | 4.8571 | 16.9464 | 3.898 | 1.4406 | 5.9617 | 8.5753
| 0.94451 | 'Large' | 4 | 'Low' | 'Low' | 'In' | 'Mid' | 'DERBreakthrough' | 700 | 28095.27 | 10.3262 | 28014.9105 | ESR-4h-18 | 10.2759 | 2.4649 | 3.6745 | 16.4656 | 3.7561 | 1.3255 | 5.9617 | 8.2632
| 0.88721 | 'Zero' | 8 | 'Mid' | 'Mid' | 'In' | 'Mid' | 'Ref' | 701 | 27856.5 | 8.6 | 28007.1116 | NY-3 | 6.8669 | 1.6472 | 3.7505 | 13.9977 | 2.9768 | 0.69364 | 5.9617 | 6.5487
| 1.0294 | 'Large' | 6 | 'Low' | 'Low' | 'In' | 'Mid' | 'LimitedEE' | 702 | 30710.37 | 13.8225 | 30238.2602 | ESR-4h-26 | 7.8501 | 1.883 | 3.1713 | 18.8768 | 4.5212 | 1.9458 | 5.9617 | 9.9462
| 1.0132 | 'Large' | 4 | 'Low' | 'High' | 'In' | 'Mid' | 'Ref' | 703 | 27856.5 | 7.9983 | 28095.4297 | ESR-4h-13 | 6.1712 | 1.4803 | 4.3508 | 13.8294 | 2.9187 | 0.64655 | 5.9617 | 6.4209
| 0.98333 | 'Zero' | 4 | 'Mid' | 'High' | 'Out' | 'Low' | 'LimitedEE' | 704 | 30710.37 | 16.0872 | 29974.1621 | ESR-4h-29 | 9.5442 | 2.2894 | 3.7407 | 22.1173 | 5.5389 | 2.771 | 5.9617 | 12.1852
| 1.0092 | 'Moderate' | 6 | 'Low' | 'Mid' | 'In' | 'Mid' | 'LimitedEE' | 705 | 30710.37 | 11.4155 | 30498.126 | ESR-4h-21 | 7.2777 | 1.7457 | 3.0694 | 16.2307 | 3.687 | 1.2695 | 5.9617 | 8.1112
| 1.0317 | 'Moderate' | 6 | 'Low' | 'Mid' | 'In' | 'High' | 'LimitedEE' | 706 | 30710.37 | 11.3253 | 30508.626 | ESR-4h-18 | 11.3471 | 2.7219 | 3.3716 | 17.4188 | 4.0594 | 1.5714 | 5.9617 | 8.9304
| 1.011 | 'Large' | 6 | 'Low' | 'Mid' | 'In' | 'High' | 'Ref' | 707 | 27856.5 | 9.6911 | 27860.7344 | NewCT1-1 | 8.4269 | 2.0214 | 3.4042 | 15.1166 | 3.3327 | 0.98223 | 5.9617 | 7.3317
| 1.0229 | 'Zero' | 8 | 'High' | 'Mid' | 'In' | 'Low' | 'DERBreakthrough' | 708 | 28095.27 | 8.6 | 28245.9927 | NY-3 | 5.2989 | 1.271 | 2.5339 | 12.405 | 2.4843 | 0.29436 | 5.9617 | 5.4653
| 1.2306 | 'Large' | 8 | 'Low' | 'High' | 'In' | 'Low' | 'Ref' | 709 | 27856.5 | 9.6911 | 27864.5302 | NewCT1-2 | 7.29 | 1.7487 | 2.2896 | 13.7293 | 2.9042 | 0.63482 | 5.9617 | 6.3891
| 0.82852 | 'Moderate' | 2 | 'Mid' | 'High' | 'In' | 'Low' | 'DERBreakthrough' | 710 | 28095.27 | 5.7659 | 28711.466 | NY-3 | 7.1242 | 1.7089 | 2.7693 | 10.2441 | 1.6823 | 0 | 5.9617 | 3.7009
| 1.1258 | 'Zero' | 2 | 'Mid' | 'Mid' | 'In' | 'Low' | 'DERBreakthrough' | 711 | 28095.27 | 9.6911 | 28104.9506 | NewCT1-1 | 8.1602 | 1.9574 | 3.4084 | 15.0569 | 3.3138 | 0.96692 | 5.9617 | 7.2902
| 0.91026 | 'Zero' | 6 | 'High' | 'Low' | 'In' | 'Mid' | 'LimitedEE' | 712 | 30710.37 | 11.109 | 30534.0581 | NewCT2-3 | 6.9242 | 1.6609 | 3.0268 | 15.7968 | 3.5505 | 1.1588 | 5.9617 | 7.8107
| 0.77362 | 'Moderate' | 2 | 'Mid' | 'Mid' | 'In' | 'Low' | 'DERBreakthrough' | 713 | 28095.27 | 9.6144 | 28105.7434 | ESR-4h-22 | 6.5722 | 1.5765 | 3.5922 | 14.7831 | 3.2259 | 0.89564 | 5.9617 | 7.0968
| 1.0208 | 'Large' | 8 | 'Mid' | 'Low' | 'In' | 'Low' | 'Ref' | 714 | 27856.5 | 9.6911 | 27864.157 | NewCT1-2 | 6.0148 | 1.4428 | 2.5215 | 13.6554 | 2.879 | 0.61434 | 5.9617 | 6.3335
| 1.1509 | 'Moderate' | 4 | 'Mid' | 'Low' | 'In' | 'Mid' | 'LimitedEE' | 715 | 30710.37 | 16.0872 | 29592.466 | ESR-4h-25 | 13.2307 | 3.1737 | 4.5124 | 23.7732 | 6.055 | 3.1894 | 5.9617 | 13.3206
| 1.1646 | 'Large' | 4 | 'Mid' | 'Low' | 'Out' | 'High' | 'Ref' | 716 | 27856.5 | 10.4411 | 27770.1063 | NewCT2-1 | 7.2917 | 1.7491 | 3.3936 | 15.5837 | 3.4802 | 1.1018 | 5.9617 | 7.6562
| 1.1602 | 'Large' | 4 | 'Mid' | 'Mid' | 'Out' | 'Mid' | 'LimitedEE' | 717 | 30710.37 | 16.0872 | 29124.966 | ESR-4h-26 | 10.0018 | 2.3992 | 5.022 | 23.5084 | 5.9672 | 3.1182 | 5.9617 | 13.1274
| 1.0996 | 'Zero' | 2 | 'Mid' | 'High' | 'In' | 'Low' | 'Ref' | 718 | 27856.5 | 6.9425 | 28261.466 | CC-4 | 4.0253 | 0.96556 | 3.5231 | 11.4312 | 2.1689 | 0.038585 | 5.9617 | 4.7713
| 0.9358 | 'Large' | 6 | 'High' | 'Low' | 'In' | 'Low' | 'Ref' | 719 | 27856.5 | 8.995 | 27950.0581 | CC-4 | 6.6685 | 1.5996 | 3.4123 | 14.0069 | 2.9825 | 0.69826 | 5.9617 | 6.5612
| 1.1216 | 'Moderate' | 8 | 'Low' | 'Low' | 'In' | 'Mid' | 'LimitedEE' | 720 | 30710.37 | 12.748 | 30350.3446 | ESR-4h-19 | 10.3327 | 2.4785 | 4.0887 | 19.3153 | 4.6519 | 2.0518 | 5.9617 | 10.2338
| 1.0805 | 'Large' | 6 | 'Low' | 'Mid' | 'In' | 'High' | 'DERBreakthrough' | 721 | 28095.27 | 9.6911 | 28102.2459 | NewCT1-1 | 8.1038 | 1.9439 | 3.0175 | 14.6525 | 3.1895 | 0.86609 | 5.9617 | 7.0166
| 1.0697 | 'Moderate' | 6 | 'High' | 'Mid' | 'In' | 'High' | 'Ref' | 722 | 27856.5 | 4.3 | 28790.3311 | NY-2 | 3.5205 | 0.84446 | 2.314 | 7.4585 | 0.48456 | 0 | 5.9617 | 1.066
| 1.0084 | 'Moderate' | 2 | 'Low' | 'Low' | 'In' | 'Mid' | 'DERBreakthrough' | 723 | 28095.27 | 10.7158 | 27966.126 | NewCT2-1 | 9.6848 | 2.3231 | 3.1947 | 16.2336 | 3.6869 | 1.2694 | 5.9617 | 8.1109
| 1.1394 | 'Large' | 8 | 'Mid' | 'High' | 'In' | 'Low' | 'LimitedEE' | 724 | 30710.37 | 10.4411 | 30623.7064 | NewCT2-1 | 5.7228 | 1.3727 | 3.9747 | 15.7885 | 3.54 | 1.1503 | 5.9617 | 7.7877
| 0.79349 | 'Moderate' | 8 | 'High' | 'Low' | 'In' | 'Low' | 'DERBreakthrough' | 725 | 28095.27 | 9.6911 | 28104.8475 | NewCT1-1 | 10.5169 | 2.5227 | 3.3772 | 15.591 | 3.4826 | 1.1038 | 5.9617 | 7.6615
| 1.2284 | 'Zero' | 4 | 'Mid' | 'High' | 'In' | 'Mid' | 'Ref' | 726 | 27856.5 | 5.0146 | 28625.466 | CC-4 | 3.7539 | 0.90046 | 2.6081 | 8.5232 | 0.94099 | 0 | 5.9617 | 2.0701
| 1.2258 | 'Zero' | 8 | 'Low' | 'Low' | 'In' | 'Low' | 'LimitedEE' | 727 | 30710.37 | 14.7977 | 30141.626 | ESR-4h-20 | 11.6621 | 2.7974 | 3.1549 | 20.75 | 5.1124 | 2.4251 | 5.9617 | 11.2468
| 0.99989 | 'Moderate' | 6 | 'Mid' | 'Mid' | 'Out' | 'Mid' | 'LimitedEE' | 728 | 30710.37 | 16.0872 | 30014.2481 | ESR-4h-28 | 10.4959 | 2.5177 | 4.1641 | 22.7689 | 5.741 | 2.9348 | 5.9617 | 12.6298
| 1.1836 | 'Moderate' | 2 | 'Low' | 'High' | 'In' | 'Mid' | 'Ref' | 729 | 27856.5 | 9.653 | 27862.4756 | ESR-4h-11 | 8.0065 | 1.9205 | 2.9956 | 14.5692 | 3.1634 | 0.84493 | 5.9617 | 6.9592
| 1.0866 | 'Moderate' | 4 | 'Mid' | 'Mid' | 'In' | 'Mid' | 'DERBreakthrough' | 730 | 28095.27 | 7.5447 | 28402.466 | NY-5 | 7.0338 | 1.6872 | 2.7751 | 12.007 | 2.3567 | 0.19092 | 5.9617 | 5.1846
| 0.96697 | 'Large' | 6 | 'High' | 'Low' | 'Out' | 'High' | 'AllOptions' | 731 | 29266.38 | 10.4411 | 29179.3242 | NewCT2-2 | 7.6206 | 1.828 | 4.8121 | 17.0811 | 3.9409 | 1.4753 | 5.9617 | 8.6697
| 0.96901 | 'Zero' | 8 | 'Mid' | 'Low' | 'In' | 'High' | 'AllOptions' | 732 | 29266.38 | 9.6911 | 29275.8479 | NewCT1-4 | 8.7998 | 2.1108 | 4.3673 | 16.1692 | 3.6569 | 1.245 | 5.9617 | 8.0448
| 1.0298 | 'Zero' | 6 | 'High' | 'Mid' | 'In' | 'Low' | 'Ref' | 733 | 27856.5 | 7.8 | 28125.298 | NY-2 | 4.9185 | 1.1798 | 3.789 | 12.7688 | 2.5887 | 0.37899 | 5.9617 | 5.6949
| 1.0401 | 'Zero' | 8 | 'Low' | 'High' | 'In' | 'Mid' | 'DERBreakthrough' | 734 | 28095.27 | 8.6 | 28245.8953 | NY-3 | 4.5784 | 1.0982 | 3.9013 | 13.5996 | 2.8499 | 0.59077 | 5.9617 | 6.2695
| 0.94932 | 'Zero' | 2 | 'High' | 'Low' | 'Out' | 'High' | 'DERBreakthrough' | 735 | 28095.27 | 10.4411 | 28009.4783 | NewCT2-1 | 7.355 | 1.7643 | 3.2679 | 15.4733 | 3.4464 | 1.0744 | 5.9617 | 7.5818
| 1.1454 | 'Moderate' | 4 | 'Low' | 'Low' | 'In' | 'Low' | 'Ref' | 736 | 27856.5 | 10.4411 | 27770.2984 | NewCT2-2 | 8.4385 | 2.0242 | 2.8514 | 15.3166 | 3.4004 | 1.0371 | 5.9617 | 7.4807
| 1.1248 | 'Moderate' | 8 | 'Low' | 'High' | 'Out' | 'High' | 'LimitedEE' | 737 | 30710.37 | 10.4411 | 30623.0038 | NewCT2-4 | 8.4914 | 2.0368 | 2.6195 | 15.0974 | 3.3332 | 0.98261 | 5.9617 | 7.3327
| 0.7727 | 'Large' | 4 | 'High' | 'Mid' | 'In' | 'Low' | 'Ref' | 738 | 27856.5 | 5.0773 | 28612.0581 | CC-4 | 5.702 | 1.3677 | 3.2089 | 9.654 | 1.4225 | 0 | 5.9617 | 3.1293
| 1.0236 | 'Moderate' | 6 | 'Low' | 'High' | 'In' | 'High' | 'AllOptions' | 739 | 29266.38 | 9.6911 | 29272.4481 | NewCT1-1 | 6.1524 | 1.4758 | 1.9236 | 13.0905 | 2.7057 | 0.47385 | 5.9617 | 5.9523
| 1.0429 | 'Moderate' | 6 | 'High' | 'Mid' | 'In' | 'High' | 'DERBreakthrough' | 740 | 28095.27 | 5 | 28867.9543 | NY-3 | 3.9739 | 0.95323 | 2.9021 | 8.8553 | 1.0811 | 0 | 5.9617 | 2.3782
| 0.81237 | 'Moderate' | 6 | 'High' | 'Mid' | 'In' | 'Mid' | 'AllOptions' | 741 | 29266.38 | 9.6911 | 29272.8185 | NewCT1-1 | 8.0915 | 1.9409 | 3.9236 | 15.5556 | 3.4669 | 1.0911 | 5.9617 | 7.627
| 1.1413 | 'Large' | 8 | 'Low' | 'High' | 'Out' | 'Low' | 'DERBreakthrough' | 742 | 28095.27 | 9.6911 | 28102.3573 | NewCT1-3 | 9.8217 | 2.3559 | 3.5526 | 15.5996 | 3.4839 | 1.1048 | 5.9617 | 7.6643
| 1.1954 | 'Large' | 2 | 'Mid' | 'High' | 'Out' | 'Low' | 'DERBreakthrough' | 743 | 28095.27 | 9.6911 | 28102.0946 | NewCT1-1 | 9.0178 | 2.1631 | 3.6993 | 15.5534 | 3.4681 | 1.092 | 5.9617 | 7.6296
| 1.0905 | 'Moderate' | 2 | 'Low' | 'Mid' | 'Out' | 'Mid' | 'AllOptions' | 744 | 29266.38 | 16.0872 | 28437.626 | ESR-4h-28 | 9.1725 | 2.2002 | 3.3455 | 21.6329 | 5.3894 | 2.6497 | 5.9617 | 11.8562
| 0.9502 | 'Moderate' | 6 | 'High' | 'High' | 'In' | 'High' | 'LimitedEE' | 745 | 30710.37 | 9.6911 | 30713.2682 | NewCT1-2 | 9.3274 | 2.2374 | 3.0785 | 15.007 | 3.3008 | 0.95637 | 5.9617 | 7.2615
| 0.7648 | 'Moderate' | 8 | 'Mid' | 'High' | 'In' | 'High' | 'Ref' | 746 | 27856.5 | 3.5 | 28999.89 | NY-1 | 3.0307 | 0.72698 | 2.8989 | 7.1259 | 0.33428 | 0 | 5.9617 | 0.7354
| 1.0762 | 'Moderate' | 6 | 'Mid' | 'High' | 'In' | 'Low' | 'Ref' | 747 | 27856.5 | 5 | 28630.6113 | NY-3 | 5.0063 | 1.2009 | 3.2606 | 9.4615 | 1.3388 | 0 | 5.9617 | 2.9451
| 1.1518 | 'Large' | 4 | 'Mid' | 'Mid' | 'In' | 'High' | 'DERBreakthrough' | 748 | 28095.27 | 5.6578 | 28732.466 | CC-4 | 3.298 | 0.79109 | 3.1927 | 9.6416 | 1.4173 | 0 | 5.9617 | 3.118
| 1.1477 | 'Zero' | 4 | 'Mid' | 'High' | 'In' | 'High' | 'LimitedEE' | 749 | 30710.37 | 10.4411 | 30624.5667 | NewCT2-1 | 7.8425 | 1.8812 | 2.773 | 15.0952 | 3.3312 | 0.98101 | 5.9617 | 7.3284
| 0.77535 | 'Moderate' | 2 | 'High' | 'High' | 'In' | 'Low' | 'LimitedEE' | 750 | 30710.37 | 12.6626 | 30358.776 | NewCT2-1 | 9.1719 | 2.2001 | 3.1031 | 17.9658 | 4.2343 | 1.7132 | 5.9617 | 9.315
| 0.94847 | 'Zero' | 8 | 'Mid' | 'High' | 'In' | 'Mid' | 'Ref' | 751 | 27856.5 | 5.0146 | 28625.466 | CC-4 | 5.7341 | 1.3755 | 2.9384 | 9.3284 | 1.285 | 0 | 5.9617 | 2.8268
| 1.0887 | 'Moderate' | 8 | 'Low' | 'Mid' | 'In' | 'Low' | 'DERBreakthrough' | 752 | 28095.27 | 9.6911 | 28104.2726 | NewCT1-3 | 9.6164 | 2.3067 | 3.3302 | 15.3279 | 3.4 | 1.0368 | 5.9617 | 7.4798
| 0.85381 | 'Zero' | 6 | 'Mid' | 'Low' | 'Out' | 'Low' | 'LimitedEE' | 753 | 30710.37 | 16.0872 | 29055.5853 | ESR-4h-29 | 12.7862 | 3.067 | 2.7893 | 21.9435 | 5.492 | 2.7329 | 5.9617 | 12.082
| 0.81666 | 'Zero' | 4 | 'High' | 'Low' | 'In' | 'Low' | 'DERBreakthrough' | 754 | 28095.27 | 9.6911 | 28101.4045 | NewCT1-1 | 6.0937 | 1.4617 | 3.3525 | 14.5053 | 3.1402 | 0.82617 | 5.9617 | 6.9083
| 1.0654 | 'Moderate' | 6 | 'Low' | 'Mid' | 'In' | 'Mid' | 'DERBreakthrough' | 755 | 28095.27 | 9.6911 | 28104.0725 | NewCT1-2 | 9.8561 | 2.3642 | 3.0181 | 15.0734 | 3.3223 | 0.97377 | 5.9617 | 7.3087
| 1.0524 | 'Moderate' | 2 | 'Low' | 'High' | 'In' | 'Low' | 'Ref' | 756 | 27856.5 | 8.3786 | 28039.1404 | ESR-4h-15 | 8.4067 | 2.0165 | 3.9182 | 14.3133 | 3.075 | 0.77326 | 5.9617 | 6.7647
| 1.2216 | 'Zero' | 2 | 'Mid' | 'Low' | 'In' | 'High' | 'DERBreakthrough' | 757 | 28095.27 | 9.6911 | 28105.0367 | NewCT1-1 | 6.1329 | 1.4711 | 3.8571 | 15.0193 | 3.2983 | 0.95428 | 5.9617 | 7.2559
| 1.0615 | 'Zero' | 6 | 'High' | 'Mid' | 'In' | 'Mid' | 'Ref' | 758 | 27856.5 | 7.1 | 28235.7317 | NY-1 | 4.2819 | 1.0271 | 3.0736 | 11.2007 | 2.0919 | 0 | 5.9617 | 4.6021
| 0.88998 | 'Moderate' | 6 | 'High' | 'High' | 'Out' | 'Low' | 'Ref' | 759 | 27856.5 | 6.5 | 28339.3221 | NY-5 | 6.9633 | 1.6703 | 2.4151 | 10.5854 | 1.8337 | 0 | 5.9617 | 4.034
| 0.89167 | 'Moderate' | 4 | 'High' | 'Low' | 'In' | 'Low' | 'Ref' | 760 | 27856.5 | 8.995 | 27950.0581 | NY-5 | 8.105 | 1.9441 | 2.933 | 13.8722 | 2.944 | 0.66704 | 5.9617 | 6.4765
| 1.0146 | 'Large' | 4 | 'Mid' | 'Mid' | 'In' | 'Mid' | 'Ref' | 761 | 27856.5 | 6.1388 | 28402.466 | CC-4 | 7.1518 | 1.7155 | 2.7653 | 10.6196 | 1.8445 | 0 | 5.9617 | 4.0577
| 1.1787 | 'Zero' | 8 | 'Low' | 'Mid' | 'In' | 'Low' | 'LimitedEE' | 762 | 30710.37 | 12.474 | 30380.0814 | ESR-4h-17 | 7.6814 | 1.8425 | 3.5486 | 17.8651 | 4.1988 | 1.6844 | 5.9617 | 9.237
| 1.216 | 'Large' | 8 | 'Mid' | 'High' | 'In' | 'High' | 'DERBreakthrough' | 763 | 28095.27 | 2.9475 | 29405.466 | NY-3 | 2.0064 | 0.48128 | 2.9987 | 6.4275 | 0.031568 | 0 | 5.9617 | 0.069447
| 0.79699 | 'Zero' | 6 | 'Mid' | 'Low' | 'Out' | 'Low' | 'LimitedEE' | 764 | 30710.37 | 16.0872 | 29055.5853 | ESR-4h-28 | 12.0375 | 2.8875 | 2.4094 | 21.3841 | 5.3186 | 2.5924 | 5.9617 | 11.7005
| 0.98732 | 'Moderate' | 6 | 'High' | 'High' | 'In' | 'Mid' | 'DERBreakthrough' | 765 | 28095.27 | 3.5 | 29237.0348 | NY-1 | 2.8646 | 0.68714 | 4.5979 | 8.785 | 1.0314 | 0 | 5.9617 | 2.2691
| 1.1625 | 'Large' | 6 | 'Mid' | 'Low' | 'Out' | 'Mid' | 'AllOptions' | 766 | 29266.38 | 13.975 | 28778.466 | NewCT2-3 | 9.4566 | 2.2684 | 2.8383 | 19.0816 | 4.5885 | 2.0004 | 5.9617 | 10.0944
| 1.0872 | 'Zero' | 2 | 'Low' | 'High' | 'In' | 'Low' | 'DERBreakthrough' | 767 | 28095.27 | 9.4573 | 28126.126 | NY-4 | 8.1791 | 1.9619 | 2.9247 | 14.3439 | 3.0929 | 0.78778 | 5.9617 | 6.8041
| 0.87091 | 'Moderate' | 2 | 'High' | 'Mid' | 'In' | 'Low' | 'LimitedEE' | 768 | 30710.37 | 16.0872 | 29352.0581 | NewCT2-1 | 12.8787 | 3.0892 | 4.4293 | 23.6057 | 6.0029 | 3.1471 | 5.9617 | 13.2058
| 1.0718 | 'Zero' | 6 | 'Low' | 'High' | 'Out' | 'Mid' | 'AllOptions' | 769 | 29266.38 | 10.4411 | 29179.1743 | NewCT2-2 | 8.7243 | 2.0927 | 3.6432 | 16.177 | 3.6653 | 1.2519 | 5.9617 | 8.0634
| 1.0543 | 'Moderate' | 6 | 'Low' | 'Mid' | 'In' | 'Low' | 'Ref' | 770 | 27856.5 | 9.6911 | 27856.86 | NewCT1-2 | 6.698 | 1.6067 | 1.9721 | 13.2699 | 2.7619 | 0.51941 | 5.9617 | 6.0759
| 1.197 | 'Moderate' | 2 | 'Mid' | 'Low' | 'Out' | 'High' | 'DERBreakthrough' | 771 | 28095.27 | 13.7656 | 27628.466 | NewCT2-1 | 9.8239 | 2.3565 | 3.5479 | 19.67 | 4.7683 | 2.1462 | 5.9617 | 10.4899
| 1.0787 | 'Zero' | 4 | 'High' | 'Low' | 'In' | 'High' | 'Ref' | 772 | 27856.5 | 7.8 | 28125.7302 | NY-2 | 4.8536 | 1.1642 | 3.5759 | 12.5402 | 2.5183 | 0.32193 | 5.9617 | 5.5401
| 1.1424 | 'Zero' | 8 | 'Low' | 'Low' | 'Out' | 'Low' | 'DERBreakthrough' | 773 | 28095.27 | 10.4411 | 28007.6447 | NewCT2-4 | 7.6782 | 1.8418 | 2.8201 | 15.1029 | 3.3333 | 0.98267 | 5.9617 | 7.3329
| 1.0802 | 'Zero' | 2 | 'Mid' | 'Low' | 'In' | 'High' | 'Ref' | 774 | 27856.5 | 9.3 | 27909.471 | NY-4 | 4.8568 | 1.165 | 4.1549 | 14.6199 | 3.1698 | 0.8501 | 5.9617 | 6.9732
| 1.0185 | 'Zero' | 2 | 'High' | 'Low' | 'In' | 'Low' | 'LimitedEE' | 775 | 30710.37 | 16.0872 | 28690.0581 | NewCT2-1 | 15.4633 | 3.7092 | 3.9432 | 23.7396 | 6.0491 | 3.1847 | 5.9617 | 13.3076
| 1.2318 | 'Moderate' | 8 | 'Mid' | 'High' | 'Out' | 'Mid' | 'DERBreakthrough' | 776 | 28095.27 | 9.0921 | 28175.466 | NY-5 | 6.3101 | 1.5136 | 3.7579 | 14.3636 | 3.0922 | 0.7872 | 5.9617 | 6.8025
| 0.91896 | 'Zero' | 8 | 'High' | 'Mid' | 'In' | 'Mid' | 'DERBreakthrough' | 777 | 28095.27 | 7.7138 | 28376.0581 | NY-1 | 4.1914 | 1.0054 | 2.222 | 10.9412 | 1.9895 | 0 | 5.9617 | 4.3768
| 1.0425 | 'Moderate' | 6 | 'High' | 'High' | 'In' | 'Mid' | 'Ref' | 778 | 27856.5 | 2.7516 | 29232.776 | CC-2 | 4.904 | 1.1763 | 2.3273 | 6.2552 | -0.03522 | 0 | 5.9617 | -0.077481
| 0.77305 | 'Large' | 8 | 'High' | 'High' | 'In' | 'High' | 'Ref' | 779 | 27856.5 | 1.5 | 29785.7555 | NY-2 | 1.3584 | 0.32583 | 2.719 | 4.5448 | -0.77828 | 0 | 5.9617 | -1.7122
| 0.79674 | 'Large' | 6 | 'High' | 'High' | 'Out' | 'Mid' | 'AllOptions' | 780 | 29266.38 | 9.6911 | 29275.0278 | NewCT1-2 | 7.2634 | 1.7423 | 3.5474 | 14.9808 | 3.2887 | 0.94651 | 5.9617 | 7.2348
| 1.0927 | 'Moderate' | 6 | 'Low' | 'High' | 'Out' | 'Mid' | 'Ref' | 781 | 27856.5 | 9.6911 | 27861.0705 | NewCT1-2 | 7.5758 | 1.8172 | 3.4591 | 14.9674 | 3.2852 | 0.94369 | 5.9617 | 7.2271
| 1.1494 | 'Large' | 4 | 'Low' | 'High' | 'In' | 'Mid' | 'LimitedEE' | 782 | 30710.37 | 12.1043 | 30420.771 | ESR-4h-19 | 10.5487 | 2.5303 | 4.012 | 18.6466 | 4.4415 | 1.8812 | 5.9617 | 9.771
| 1.1187 | 'Moderate' | 6 | 'Mid' | 'Mid' | 'In' | 'Mid' | 'AllOptions' | 783 | 29266.38 | 9.6911 | 29275.3984 | NewCT1-3 | 10.513 | 2.5218 | 3.0217 | 15.2345 | 3.3731 | 1.015 | 5.9617 | 7.4205
| 0.88175 | 'Large' | 6 | 'Mid' | 'Mid' | 'In' | 'Mid' | 'LimitedEE' | 784 | 30710.37 | 10.4411 | 30615.6514 | NewCT2-3 | 7.6836 | 1.8431 | 4.0563 | 16.3405 | 3.7135 | 1.2909 | 5.9617 | 8.1694
| 0.91976 | 'Moderate' | 8 | 'Low' | 'Low' | 'Out' | 'Low' | 'AllOptions' | 785 | 29266.38 | 12.0191 | 28985.9181 | ESR-4h-21 | 9.8986 | 2.3744 | 2.8817 | 17.2752 | 4.0182 | 1.538 | 5.9617 | 8.8397
| 0.84034 | 'Zero' | 2 | 'High' | 'High' | 'In' | 'Mid' | 'Ref' | 786 | 27856.5 | 2.7516 | 29232.776 | CC-2 | 3.4068 | 0.81719 | 3.2569 | 6.8256 | 0.20056 | 0 | 5.9617 | 0.44121
| 1.2269 | 'Large' | 8 | 'Low' | 'High' | 'Out' | 'Mid' | 'LimitedEE' | 787 | 30710.37 | 12.2828 | 30400.126 | NewCT2-4 | 8.1572 | 1.9567 | 3.7704 | 18.0099 | 4.2426 | 1.72 | 5.9617 | 9.3334
| 0.87366 | 'Zero' | 4 | 'Mid' | 'High' | 'Out' | 'Low' | 'Ref' | 788 | 27856.5 | 9.6911 | 27866.3303 | NewCT1-1 | 8.0838 | 1.9391 | 3.2678 | 14.8979 | 3.2648 | 0.9272 | 5.9617 | 7.1824
| 0.76984 | 'Zero' | 2 | 'Mid' | 'Low' | 'In' | 'High' | 'AllOptions' | 789 | 29266.38 | 10.4411 | 29172.034 | NewCT2-1 | 8.4654 | 2.0306 | 3.0491 | 15.5208 | 3.4632 | 1.088 | 5.9617 | 7.6188
| 1.0678 | 'Moderate' | 8 | 'Mid' | 'Mid' | 'In' | 'Mid' | 'DERBreakthrough' | 790 | 28095.27 | 7.5447 | 28402.466 | NY-5 | 6.5196 | 1.5639 | 2.9833 | 12.0918 | 2.3818 | 0.21122 | 5.9617 | 5.2397
| 1.2075 | 'Zero' | 4 | 'Low' | 'High' | 'In' | 'Low' | 'LimitedEE' | 791 | 30710.37 | 13.8937 | 30230.626 | ESR-4h-20 | 12.8315 | 3.0779 | 3.373 | 20.3446 | 4.9826 | 2.3199 | 5.9617 | 10.9614
| 0.88657 | 'Moderate' | 6 | 'High' | 'Mid' | 'In' | 'Mid' | 'LimitedEE' | 792 | 30710.37 | 10.4411 | 30624.478 | NewCT2-2 | 6.381 | 1.5306 | 2.8511 | 14.8228 | 3.2446 | 0.91079 | 5.9617 | 7.1379
| 0.89955 | 'Moderate' | 6 | 'Mid' | 'High' | 'In' | 'High' | 'LimitedEE' | 793 | 30710.37 | 9.6911 | 30718.1896 | NewCT1-3 | 9.8705 | 2.3676 | 2.8061 | 14.8648 | 3.2582 | 0.92184 | 5.9617 | 7.1679
| 1.0942 | 'Large' | 6 | 'Low' | 'High' | 'Out' | 'Low' | 'Ref' | 794 | 27856.5 | 9.6911 | 27860.5623 | NewCT1-3 | 7.2102 | 1.7295 | 3.7908 | 15.2113 | 3.3594 | 1.0039 | 5.9617 | 7.3904
| 1.0363 | 'Large' | 6 | 'High' | 'Low' | 'Out' | 'Mid' | 'LimitedEE' | 795 | 30710.37 | 16.0872 | 29334.0581 | NewCT2-3 | 12.6981 | 3.0459 | 4.022 | 23.1551 | 5.8641 | 3.0346 | 5.9617 | 12.9005
| 0.91216 | 'Moderate' | 6 | 'Mid' | 'Low' | 'In' | 'Low' | 'Ref' | 796 | 27856.5 | 9.6911 | 27864.157 | NewCT1-2 | 4.5069 | 1.0811 | 3.2389 | 14.0111 | 2.9852 | 0.7005 | 5.9617 | 6.5673
| 1.1038 | 'Moderate' | 2 | 'Mid' | 'High' | 'In' | 'High' | 'DERBreakthrough' | 797 | 28095.27 | 3.9854 | 29105.466 | NY-1 | 5.2363 | 1.256 | 3.3157 | 8.5572 | 0.94762 | 0 | 5.9617 | 2.0847
| 1.2289 | 'Large' | 6 | 'Low' | 'Mid' | 'Out' | 'Mid' | 'LimitedEE' | 798 | 30710.37 | 16.0872 | 29298.126 | ESR-4h-21 | 9.5396 | 2.2883 | 4.4547 | 22.8302 | 5.7579 | 2.9486 | 5.9617 | 12.667
| 1.0727 | 'Large' | 6 | 'High' | 'High' | 'In' | 'High' | 'AllOptions' | 799 | 29266.38 | 3.8466 | 30312.776 | NY-5 | 3.478 | 0.83428 | 3.0523 | 7.7332 | 0.59478 | 0 | 5.9617 | 1.3085
| 0.86358 | 'Moderate' | 8 | 'Mid' | 'Mid' | 'In' | 'Mid' | 'AllOptions' | 800 | 29266.38 | 9.6911 | 29275.3984 | NewCT1-3 | 6.8265 | 1.6375 | 4.5565 | 15.885 | 3.5656 | 1.1711 | 5.9617 | 7.8441
| 0.82672 | 'Moderate' | 4 | 'Mid' | 'Low' | 'In' | 'Low' | 'LimitedEE' | 801 | 30710.37 | 16.0872 | 29515.5853 | ESR-4h-28 | 7.6863 | 1.8437 | 3.2048 | 21.1357 | 5.2336 | 2.5235 | 5.9617 | 11.5136
| 1.1574 | 'Large' | 2 | 'Low' | 'High' | 'In' | 'Low' | 'AllOptions' | 802 | 29266.38 | 11.461 | 29049.6858 | ESR-4h-17 | 8.6124 | 2.0659 | 4.3556 | 17.8825 | 4.1976 | 1.6834 | 5.9617 | 9.2343
| 0.78185 | 'Zero' | 2 | 'High' | 'High' | 'In' | 'Low' | 'DERBreakthrough' | 803 | 28095.27 | 4.9935 | 28868.776 | CC-4 | 5.0363 | 1.2081 | 2.3156 | 8.5172 | 0.94171 | 0 | 5.9617 | 2.0717
| 0.82514 | 'Large' | 8 | 'Mid' | 'Mid' | 'In' | 'Low' | 'Ref' | 804 | 27856.5 | 8.3718 | 28038.466 | CC-4 | 6.9725 | 1.6725 | 3.9438 | 13.9881 | 2.9721 | 0.68988 | 5.9617 | 6.5385
| 1.194 | 'Large' | 6 | 'Mid' | 'Low' | 'In' | 'Mid' | 'DERBreakthrough' | 805 | 28095.27 | 9.6911 | 28098.3312 | NewCT1-1 | 7.3737 | 1.7687 | 1.8309 | 13.2908 | 2.7697 | 0.5257 | 5.9617 | 6.093
| 0.82662 | 'Moderate' | 6 | 'Mid' | 'High' | 'In' | 'High' | 'DERBreakthrough' | 806 | 28095.27 | 3.9854 | 29105.466 | NY-1 | 5.2191 | 1.2519 | 2.9494 | 8.1867 | 0.7918 | 0 | 5.9617 | 1.7419
| 1.028 | 'Zero' | 2 | 'High' | 'Mid' | 'In' | 'Low' | 'LimitedEE' | 807 | 30710.37 | 16.0872 | 29352.0581 | NewCT2-1 | 12.8871 | 3.0913 | 2.5255 | 21.7039 | 5.4186 | 2.6734 | 5.9617 | 11.9204
| 1.132 | 'Moderate' | 2 | 'Low' | 'Mid' | 'In' | 'Mid' | 'AllOptions' | 808 | 29266.38 | 12.8894 | 28890.9899 | ESR-4h-20 | 7.0038 | 1.68 | 3.2021 | 17.7715 | 4.1721 | 1.6628 | 5.9617 | 9.1784
| 0.83979 | 'Zero' | 4 | 'High' | 'Low' | 'In' | 'Low' | 'Ref' | 809 | 27856.5 | 9.6911 | 27861.8691 | NewCT1-1 | 6.8805 | 1.6504 | 2.9232 | 14.2647 | 3.0679 | 0.76753 | 5.9617 | 6.7492
| 0.83132 | 'Large' | 8 | 'Mid' | 'High' | 'Out' | 'Low' | 'AllOptions' | 810 | 29266.38 | 9.6911 | 29268.7423 | NewCT1-4 | 5.4474 | 1.3067 | 3.3233 | 14.321 | 3.0823 | 0.77923 | 5.9617 | 6.7809
| 1.1128 | 'Zero' | 2 | 'Mid' | 'High' | 'Out' | 'Low' | 'AllOptions' | 811 | 29266.38 | 15.1948 | 28689.1035 | ESR-4h-23 | 9.8632 | 2.3659 | 3.2977 | 20.8584 | 5.1454 | 2.4519 | 5.9617 | 11.3194
| 1.0204 | 'Zero' | 4 | 'Mid' | 'Mid' | 'Out' | 'High' | 'Ref' | 812 | 27856.5 | 9.6911 | 27864.7444 | NewCT1-2 | 9.627 | 2.3092 | 3.0678 | 15.0681 | 3.3202 | 0.97208 | 5.9617 | 7.3042
| 1.0533 | 'Zero' | 2 | 'Mid' | 'Mid' | 'Out' | 'High' | 'LimitedEE' | 813 | 30710.37 | 16.0872 | 28714.966 | ESR-4h-26 | 8.3309 | 1.9984 | 5.1188 | 23.2044 | 5.8705 | 3.0398 | 5.9617 | 12.9146
| 1.09 | 'Zero' | 6 | 'Low' | 'High' | 'In' | 'High' | 'Ref' | 814 | 27856.5 | 8.7441 | 27986.757 | ESR-4h-12 | 6.3517 | 1.5236 | 2.4344 | 12.7021 | 2.5789 | 0.37104 | 5.9617 | 5.6733
| 0.87266 | 'Large' | 2 | 'Mid' | 'High' | 'In' | 'High' | 'LimitedEE' | 815 | 30710.37 | 11.2441 | 30518.4431 | ESR-4h-22 | 6.6742 | 1.601 | 3.3409 | 16.186 | 3.6707 | 1.2562 | 5.9617 | 8.0752
| 1.1579 | 'Zero' | 6 | 'Low' | 'Mid' | 'In' | 'High' | 'Ref' | 816 | 27856.5 | 9.6911 | 27866.3532 | NewCT1-1 | 8.1692 | 1.9596 | 3.4605 | 15.1111 | 3.3305 | 0.98045 | 5.9617 | 7.3269
| 1.0555 | 'Large' | 4 | 'Low' | 'Mid' | 'In' | 'High' | 'LimitedEE' | 817 | 30710.37 | 14.252 | 30195.1925 | ESR-4h-23 | 10.1168 | 2.4267 | 2.6224 | 19.3012 | 4.6596 | 2.0581 | 5.9617 | 10.2508
| 1.0851 | 'Zero' | 8 | 'Mid' | 'Low' | 'In' | 'Mid' | 'AllOptions' | 818 | 29266.38 | 10.1 | 29214.5659 | NY-5 | 5.8788 | 1.4102 | 3.8866 | 15.3967 | 3.4171 | 1.0506 | 5.9617 | 7.5174
| 0.89583 | 'Zero' | 4 | 'High' | 'Mid' | 'In' | 'Mid' | 'Ref' | 819 | 27856.5 | 7.1 | 28235.7317 | NY-1 | 7.5993 | 1.8229 | 2.8062 | 11.7291 | 2.2688 | 0.11961 | 5.9617 | 4.9911
| 0.92826 | 'Moderate' | 4 | 'Mid' | 'Mid' | 'Out' | 'Low' | 'DERBreakthrough' | 820 | 28095.27 | 10.4411 | 28004.6748 | NewCT2-2 | 9.7215 | 2.3319 | 2.5453 | 15.3183 | 3.4035 | 1.0396 | 5.9617 | 7.4874
| 1.2217 | 'Zero' | 4 | 'Mid' | 'Mid' | 'In' | 'Mid' | 'Ref' | 821 | 27856.5 | 8.6 | 28007.1116 | NY-3 | 7.5105 | 1.8016 | 2.5982 | 12.9998 | 2.6715 | 0.4461 | 5.9617 | 5.877
| 1.0294 | 'Large' | 4 | 'High' | 'Mid' | 'In' | 'Low' | 'DERBreakthrough' | 822 | 28095.27 | 6.299 | 28612.0581 | CC-4 | 7.1936 | 1.7255 | 2.5883 | 10.6129 | 1.8436 | 0 | 5.9617 | 4.0558
| 0.77364 | 'Large' | 8 | 'Mid' | 'High' | 'In' | 'Low' | 'Ref' | 823 | 27856.5 | 3.75 | 28930.8902 | NY-5 | 4.8764 | 1.1697 | 3.0786 | 7.9983 | 0.70898 | 0 | 5.9617 | 1.5597
| 0.96259 | 'Large' | 8 | 'Low' | 'Low' | 'In' | 'Low' | 'AllOptions' | 824 | 29266.38 | 10.4411 | 29178.2323 | NewCT2-3 | 5.6437 | 1.3538 | 3.3056 | 15.1004 | 3.3284 | 0.97876 | 5.9617 | 7.3223
| 0.87818 | 'Large' | 8 | 'Mid' | 'Low' | 'In' | 'Mid' | 'LimitedEE' | 825 | 30710.37 | 10.4411 | 30622.4875 | NewCT2-4 | 9.0932 | 2.1812 | 3.0825 | 15.7048 | 3.521 | 1.1349 | 5.9617 | 7.7459
| 1.1816 | 'Zero' | 4 | 'Low' | 'Low' | 'In' | 'Mid' | 'LimitedEE' | 826 | 30710.37 | 16.0872 | 29025.626 | ESR-4h-20 | 13.5 | 3.2383 | 3.1765 | 22.5019 | 5.665 | 2.8732 | 5.9617 | 12.4625
| 1.0469 | 'Zero' | 2 | 'Mid' | 'Mid' | 'Out' | 'Mid' | 'AllOptions' | 827 | 29266.38 | 16.0872 | 28384.966 | ESR-4h-26 | 7.9982 | 1.9185 | 4.7088 | 22.7145 | 5.7193 | 2.9173 | 5.9617 | 12.5821
| 0.89425 | 'Moderate' | 8 | 'High' | 'Low' | 'In' | 'Mid' | 'AllOptions' | 828 | 29266.38 | 9.6911 | 29275.9636 | NewCT1-3 | 9.4336 | 2.2629 | 3.7943 | 15.7483 | 3.5288 | 1.1412 | 5.9617 | 7.7631
| 0.84868 | 'Large' | 8 | 'Mid' | 'Low' | 'Out' | 'High' | 'LimitedEE' | 829 | 30710.37 | 12.864 | 30337.449 | ESR-4h-27 | 7.854 | 1.8839 | 2.9601 | 17.708 | 4.1541 | 1.6482 | 5.9617 | 9.1387
| 1.1094 | 'Large' | 4 | 'Mid' | 'High' | 'In' | 'Low' | 'AllOptions' | 830 | 29266.38 | 9.6911 | 29274.6496 | NewCT1-1 | 11.7912 | 2.8284 | 3.689 | 16.2084 | 3.6749 | 1.2596 | 5.9617 | 8.0844
| 1.0202 | 'Zero' | 2 | 'High' | 'Low' | 'In' | 'Mid' | 'Ref' | 831 | 27856.5 | 8.6 | 28005.9031 | NY-3 | 6.4332 | 1.5431 | 2.767 | 12.9101 | 2.6418 | 0.42203 | 5.9617 | 5.8117
| 0.95298 | 'Large' | 4 | 'Mid' | 'High' | 'In' | 'High' | 'LimitedEE' | 832 | 30710.37 | 10.4411 | 30624.5667 | NewCT2-1 | 9.9249 | 2.3807 | 3.7237 | 16.5455 | 3.7809 | 1.3456 | 5.9617 | 8.3178
| 0.81893 | 'Moderate' | 6 | 'High' | 'High' | 'In' | 'Low' | 'Ref' | 833 | 27856.5 | 3.5 | 28999.0734 | NY-1 | 3.5619 | 0.8544 | 2.6603 | 7.0147 | 0.28899 | 0 | 5.9617 | 0.63575
| 0.8118 | 'Zero' | 4 | 'Mid' | 'Low' | 'In' | 'Low' | 'LimitedEE' | 834 | 30710.37 | 16.0872 | 29515.5853 | ESR-4h-28 | 9.2099 | 2.2092 | 4.696 | 22.9923 | 5.8071 | 2.9884 | 5.9617 | 12.7752
| 0.90138 | 'Large' | 8 | 'Mid' | 'High' | 'In' | 'Mid' | 'Ref' | 835 | 27856.5 | 3 | 29151.9956 | NY-4 | 4.0582 | 0.97345 | 3.5258 | 7.4992 | 0.48838 | 0 | 5.9617 | 1.0744
| 1.1057 | 'Zero' | 4 | 'Mid' | 'Mid' | 'Out' | 'Mid' | 'DERBreakthrough' | 836 | 28095.27 | 10.4411 | 28005.1273 | NewCT2-1 | 9.2217 | 2.212 | 2.6597 | 15.3128 | 3.4008 | 1.0374 | 5.9617 | 7.4815
| 1.0217 | 'Moderate' | 4 | 'Mid' | 'Low' | 'In' | 'Mid' | 'AllOptions' | 837 | 29266.38 | 10.4411 | 29176.4645 | NewCT2-2 | 7.9442 | 1.9056 | 3.4487 | 15.7954 | 3.5465 | 1.1556 | 5.9617 | 7.8021
| 1.1294 | 'Large' | 4 | 'Low' | 'High' | 'In' | 'High' | 'DERBreakthrough' | 838 | 28095.27 | 9.1263 | 28172.2405 | ESR-4h-11 | 8.9399 | 2.1444 | 4.1398 | 15.4105 | 3.4194 | 1.0525 | 5.9617 | 7.5223
| 1.1687 | 'Large' | 4 | 'Low' | 'High' | 'In' | 'High' | 'Ref' | 839 | 27856.5 | 9.2136 | 27920.126 | CC-4 | 10.5965 | 2.5418 | 4.2037 | 15.9591 | 3.5919 | 1.1924 | 5.9617 | 7.9019
| 1.2015 | 'Large' | 6 | 'Mid' | 'Mid' | 'In' | 'Low' | 'Ref' | 840 | 27856.5 | 8.3718 | 28038.466 | CC-4 | 5.8582 | 1.4052 | 3.3913 | 13.1684 | 2.7181 | 0.4839 | 5.9617 | 5.9796
| 1.0765 | 'Large' | 6 | 'Mid' | 'Low' | 'Out' | 'Low' | 'Ref' | 841 | 27856.5 | 10.4411 | 27768.232 | NewCT2-2 | 10.7448 | 2.5774 | 3.4038 | 16.4223 | 3.7447 | 1.3163 | 5.9617 | 8.2381
| 0.84333 | 'Zero' | 2 | 'Mid' | 'High' | 'Out' | 'Mid' | 'Ref' | 842 | 27856.5 | 9.3 | 27909.5811 | NY-4 | 8.6536 | 2.0757 | 3.703 | 15.0788 | 3.3183 | 0.97054 | 5.9617 | 7.3
| 0.81787 | 'Moderate' | 4 | 'Mid' | 'Mid' | 'In' | 'Low' | 'AllOptions' | 843 | 29266.38 | 10.3425 | 29183.7292 | ESR-4h-26 | 8.173 | 1.9605 | 2.9934 | 15.2964 | 3.3929 | 1.031 | 5.9617 | 7.464
| 1.1349 | 'Moderate' | 4 | 'Low' | 'Mid' | 'In' | 'Mid' | 'AllOptions' | 844 | 29266.38 | 11.1955 | 29080.0867 | ESR-4h-15 | 8.5014 | 2.0392 | 3.1126 | 16.3473 | 3.7235 | 1.299 | 5.9617 | 8.1913
| 0.8496 | 'Zero' | 2 | 'High' | 'Low' | 'In' | 'High' | 'Ref' | 845 | 27856.5 | 7.8 | 28125.7302 | NY-2 | 8.0832 | 1.9389 | 3.656 | 13.395 | 2.7874 | 0.54008 | 5.9617 | 6.132
| 0.99162 | 'Moderate' | 6 | 'Low' | 'Low' | 'In' | 'Mid' | 'LimitedEE' | 846 | 30710.37 | 13.2015 | 30301.728 | ESR-4h-27 | 12.5175 | 3.0026 | 2.4879 | 18.6921 | 4.4685 | 1.9031 | 5.9617 | 9.8304
| 1.1717 | 'Zero' | 4 | 'Low' | 'Low' | 'In' | 'High' | 'LimitedEE' | 847 | 30710.37 | 16.0872 | 29355.626 | ESR-4h-20 | 7.2959 | 1.7501 | 3.2468 | 21.084 | 5.217 | 2.51 | 5.9617 | 11.477
| 0.87213 | 'Large' | 4 | 'High' | 'High' | 'In' | 'High' | 'AllOptions' | 848 | 29266.38 | 3.8466 | 30312.776 | NY-5 | 4.7135 | 1.1306 | 2.5496 | 7.5268 | 0.51139 | 0 | 5.9617 | 1.125
| 1.1085 | 'Zero' | 4 | 'Mid' | 'Low' | 'In' | 'Low' | 'DERBreakthrough' | 849 | 28095.27 | 10.1 | 28044.12 | NY-5 | 8.3267 | 1.9973 | 2.8538 | 14.9511 | 3.2851 | 0.9436 | 5.9617 | 7.2269
| 0.82685 | 'Moderate' | 8 | 'High' | 'High' | 'In' | 'Low' | 'DERBreakthrough' | 850 | 28095.27 | 4.3 | 29027.4584 | NY-2 | 4.1349 | 0.99185 | 3.0794 | 8.3713 | 0.87003 | 0 | 5.9617 | 1.914
| 0.9628 | 'Zero' | 4 | 'Mid' | 'High' | 'In' | 'Mid' | 'LimitedEE' | 851 | 30710.37 | 10.4411 | 30623.8894 | NewCT2-2 | 6.8148 | 1.6347 | 3.5579 | 15.6336 | 3.4946 | 1.1135 | 5.9617 | 7.6878
| 0.78089 | 'Zero' | 6 | 'Mid' | 'Low' | 'In' | 'High' | 'Ref' | 852 | 27856.5 | 9.3 | 27909.471 | NY-4 | 6.0914 | 1.4612 | 2.6709 | 13.4321 | 2.8073 | 0.5562 | 5.9617 | 6.1758
| 1.2234 | 'Large' | 8 | 'Mid' | 'Mid' | 'Out' | 'High' | 'DERBreakthrough' | 853 | 28095.27 | 9.6911 | 28105.1198 | NewCT1-2 | 6.1437 | 1.4737 | 2.8727 | 14.0375 | 2.9966 | 0.70973 | 5.9617 | 6.5923
| 1.2125 | 'Moderate' | 4 | 'Low' | 'Low' | 'Out' | 'Low' | 'LimitedEE' | 854 | 30710.37 | 16.0872 | 27461.626 | ESR-4h-20 | 8.3824 | 2.0107 | 4.1177 | 22.2156 | 5.5668 | 2.7936 | 5.9617 | 12.2466
| 1.1587 | 'Large' | 6 | 'Mid' | 'Mid' | 'Out' | 'Low' | 'LimitedEE' | 855 | 30710.37 | 16.0872 | 29500.966 | ESR-4h-26 | 11.2615 | 2.7013 | 4.9933 | 23.7818 | 6.0538 | 3.1884 | 5.9617 | 13.3178
| 0.97166 | 'Zero' | 2 | 'Mid' | 'High' | 'Out' | 'High' | 'DERBreakthrough' | 856 | 28095.27 | 8.8752 | 28205.466 | NY-3 | 7.1735 | 1.7207 | 3.2059 | 13.8019 | 2.9195 | 0.64721 | 5.9617 | 6.4227
| 1.1612 | 'Large' | 4 | 'Low' | 'Low' | 'In' | 'Low' | 'AllOptions' | 857 | 29266.38 | 15.1752 | 28661.626 | ESR-4h-20 | 8.6596 | 2.0772 | 3.5228 | 20.7752 | 5.1173 | 2.4291 | 5.9617 | 11.2576
| 0.91598 | 'Zero' | 2 | 'Mid' | 'Mid' | 'In' | 'Low' | 'Ref' | 858 | 27856.5 | 9.4489 | 27888.466 | NY-4 | 7.1751 | 1.7211 | 3.1707 | 14.3407 | 3.0898 | 0.78531 | 5.9617 | 6.7974
| 1.0414 | 'Large' | 8 | 'High' | 'Mid' | 'In' | 'Low' | 'LimitedEE' | 859 | 30710.37 | 10.4411 | 30624.399 | NewCT2-2 | 9.2635 | 2.222 | 2.519 | 15.1821 | 3.3607 | 1.005 | 5.9617 | 7.3934
| 1.0412 | 'Moderate' | 2 | 'High' | 'High' | 'In' | 'Low' | 'LimitedEE' | 860 | 30710.37 | 12.6626 | 30358.776 | NewCT2-1 | 8.2669 | 1.983 | 3.3849 | 18.0306 | 4.2524 | 1.7278 | 5.9617 | 9.3548
| 1.0547 | 'Moderate' | 4 | 'Low' | 'Mid' | 'In' | 'Mid' | 'AllOptions' | 861 | 29266.38 | 10.4576 | 29169.7746 | ESR-4h-16 | 8.4692 | 2.0315 | 4.0187 | 16.5078 | 3.7666 | 1.334 | 5.9617 | 8.2862
| 1.2288 | 'Zero' | 8 | 'Mid' | 'High' | 'In' | 'Low' | 'AllOptions' | 862 | 29266.38 | 9.6911 | 29269.9586 | NewCT1-2 | 7.8227 | 1.8764 | 2.8301 | 14.3976 | 3.1106 | 0.80216 | 5.9617 | 6.8431
| 1.1699 | 'Large' | 4 | 'Low' | 'Low' | 'In' | 'Low' | 'LimitedEE' | 863 | 30710.37 | 16.0872 | 28661.626 | ESR-4h-20 | 12.4131 | 2.9775 | 3.6712 | 22.7359 | 5.7347 | 2.9297 | 5.9617 | 12.6159
| 1.1839 | 'Zero' | 6 | 'Low' | 'High' | 'In' | 'Mid' | 'Ref' | 864 | 27856.5 | 9.6555 | 27862.1584 | ESR-4h-12 | 7.6641 | 1.8384 | 2.6061 | 14.1 | 3.0186 | 0.72753 | 5.9617 | 6.6406
| 1.1027 | 'Large' | 6 | 'Low' | 'Mid' | 'In' | 'Mid' | 'LimitedEE' | 865 | 30710.37 | 12.4897 | 30377.8335 | ESR-4h-20 | 7.1264 | 1.7094 | 3.0501 | 17.2492 | 4.0086 | 1.5302 | 5.9617 | 8.8186
| 0.80097 | 'Zero' | 6 | 'High' | 'High' | 'Out' | 'High' | 'AllOptions' | 866 | 29266.38 | 9.6911 | 29271.9643 | NewCT1-1 | 10.4361 | 2.5033 | 2.8593 | 15.0537 | 3.3174 | 0.96981 | 5.9617 | 7.298
| 1.1905 | 'Moderate' | 4 | 'Mid' | 'Mid' | 'In' | 'Low' | 'Ref' | 867 | 27856.5 | 8.3718 | 28038.466 | NY-5 | 5.9589 | 1.4294 | 3.6141 | 13.4153 | 2.7941 | 0.54555 | 5.9617 | 6.1469
| 0.83317 | 'Moderate' | 2 | 'Mid' | 'High' | 'In' | 'High' | 'Ref' | 868 | 27856.5 | 3.5 | 28999.89 | NY-1 | 4.6203 | 1.1083 | 2.6273 | 7.2355 | 0.38472 | 0 | 5.9617 | 0.84634
| 0.91013 | 'Large' | 2 | 'High' | 'Low' | 'In' | 'Mid' | 'Ref' | 869 | 27856.5 | 6.634 | 28314.0581 | CC-4 | 6.8519 | 1.6436 | 2.6488 | 10.9264 | 1.9783 | 0 | 5.9617 | 4.3521
| 0.93789 | 'Moderate' | 8 | 'High' | 'Mid' | 'In' | 'Mid' | 'AllOptions' | 870 | 29266.38 | 9.6911 | 29272.8185 | NewCT1-1 | 6.6828 | 1.603 | 4.3909 | 15.685 | 3.5039 | 1.121 | 5.9617 | 7.7082
| 0.93115 | 'Moderate' | 6 | 'Mid' | 'Mid' | 'Out' | 'Mid' | 'LimitedEE' | 871 | 30710.37 | 16.0872 | 30077.4443 | ESR-4h-29 | 6.4565 | 1.5487 | 3.548 | 21.1839 | 5.246 | 2.5335 | 5.9617 | 11.5408
| 1.0666 | 'Zero' | 2 | 'High' | 'Low' | 'Out' | 'Low' | 'DERBreakthrough' | 872 | 28095.27 | 15.1801 | 27490.0581 | NewCT2-1 | 9.7999 | 2.3507 | 4.5883 | 22.119 | 5.5324 | 2.7657 | 5.9617 | 12.1709
| 0.9234 | 'Zero' | 6 | 'Mid' | 'Low' | 'In' | 'High' | 'AllOptions' | 873 | 29266.38 | 10.2205 | 29198.466 | NY-5 | 9.5753 | 2.2968 | 3.2967 | 15.8141 | 3.5537 | 1.1614 | 5.9617 | 7.8178
| 0.8017 | 'Moderate' | 4 | 'Mid' | 'High' | 'Out' | 'Low' | 'AllOptions' | 874 | 29266.38 | 10.4408 | 29170.966 | ESR-4h-28 | 9.9733 | 2.3923 | 3.7472 | 16.5803 | 3.7917 | 1.3544 | 5.9617 | 8.3415
| 1.1598 | 'Large' | 6 | 'Low' | 'Mid' | 'In' | 'Mid' | 'DERBreakthrough' | 875 | 28095.27 | 9.6911 | 28104.0725 | NewCT1-2 | 7.7391 | 1.8564 | 2.7675 | 14.3149 | 3.085 | 0.78142 | 5.9617 | 6.7869
| 0.95307 | 'Moderate' | 2 | 'High' | 'High' | 'In' | 'Low' | 'AllOptions' | 876 | 29266.38 | 7.2616 | 29618.776 | NY-5 | 7.3373 | 1.76 | 3.6212 | 12.6428 | 2.5503 | 0.34789 | 5.9617 | 5.6105
| 1.1563 | 'Moderate' | 2 | 'Mid' | 'Low' | 'In' | 'Mid' | 'Ref' | 877 | 27856.5 | 9.6911 | 27864.4621 | NewCT1-1 | 11.2906 | 2.7083 | 3.094 | 15.4933 | 3.4542 | 1.0807 | 5.9617 | 7.5989
| 0.80841 | 'Large' | 6 | 'High' | 'Mid' | 'In' | 'Mid' | 'Ref' | 878 | 27856.5 | 3.75 | 28930.5807 | NY-5 | 3.1459 | 0.75462 | 2.0296 | 6.5342 | 0.088649 | 0 | 5.9617 | 0.19502
| 1.1239 | 'Moderate' | 6 | 'Low' | 'Low' | 'In' | 'Low' | 'AllOptions' | 879 | 29266.38 | 11.7834 | 29012.7982 | ESR-4h-17 | 7.3519 | 1.7635 | 3.625 | 17.1719 | 3.9794 | 1.5066 | 5.9617 | 8.7544
| 1.0333 | 'Moderate' | 8 | 'High' | 'High' | 'In' | 'Low' | 'Ref' | 880 | 27856.5 | 3.5 | 28999.0734 | NY-1 | 5.4025 | 1.2959 | 3.4146 | 8.2105 | 0.7968 | 0 | 5.9617 | 1.7529
| 1.2097 | 'Moderate' | 2 | 'Mid' | 'Mid' | 'In' | 'High' | 'AllOptions' | 881 | 29266.38 | 10.4411 | 29177.0139 | NewCT2-1 | 8.8874 | 2.1318 | 3.269 | 15.8419 | 3.5627 | 1.1687 | 5.9617 | 7.8377
| 0.82099 | 'Moderate' | 8 | 'High' | 'Low' | 'In' | 'High' | 'DERBreakthrough' | 882 | 28095.27 | 6.5 | 28578.078 | NY-5 | 6.0319 | 1.4469 | 3.8458 | 11.7927 | 2.2802 | 0.12888 | 5.9617 | 5.0163
| 1.1562 | 'Moderate' | 4 | 'Low' | 'Mid' | 'Out' | 'High' | 'Ref' | 883 | 27856.5 | 10.4411 | 27764.7204 | NewCT2-2 | 9.7869 | 2.3476 | 3.6295 | 16.4182 | 3.7416 | 1.3137 | 5.9617 | 8.2311
| 0.91604 | 'Zero' | 4 | 'Mid' | 'Low' | 'In' | 'High' | 'DERBreakthrough' | 884 | 28095.27 | 9.6911 | 28105.0367 | NewCT1-1 | 8.0411 | 1.9288 | 3.958 | 15.5778 | 3.4737 | 1.0965 | 5.9617 | 7.6418
| 1.1798 | 'Large' | 2 | 'Mid' | 'Low' | 'In' | 'High' | 'AllOptions' | 885 | 29266.38 | 13.4828 | 28828.466 | NewCT2-1 | 7.6337 | 1.8311 | 3.3156 | 18.6295 | 4.4419 | 1.8816 | 5.9617 | 9.7719
| 0.83661 | 'Zero' | 4 | 'Mid' | 'Mid' | 'In' | 'Mid' | 'DERBreakthrough' | 886 | 28095.27 | 9.3 | 28148.5986 | NY-4 | 8.9599 | 2.1492 | 3.3005 | 14.7497 | 3.2178 | 0.88907 | 5.9617 | 7.0789
| 1.1872 | 'Zero' | 8 | 'Mid' | 'High' | 'In' | 'Mid' | 'DERBreakthrough' | 887 | 28095.27 | 6.225 | 28625.466 | CC-4 | 7.3681 | 1.7674 | 2.9745 | 10.9669 | 1.9921 | 0 | 5.9617 | 4.3825
| 0.88344 | 'Zero' | 8 | 'Mid' | 'Low' | 'In' | 'High' | 'LimitedEE' | 888 | 30710.37 | 10.4411 | 30620.1892 | NewCT2-3 | 7.6509 | 1.8352 | 4.1187 | 16.395 | 3.7302 | 1.3045 | 5.9617 | 8.2061
| 1.1437 | 'Moderate' | 6 | 'Low' | 'Low' | 'In' | 'Mid' | 'LimitedEE' | 889 | 30710.37 | 15.7033 | 30063.1857 | ESR-4h-24 | 15.2497 | 3.658 | 3.883 | 23.2443 | 5.8934 | 3.0584 | 5.9617 | 12.9649
| 0.92721 | 'Zero' | 4 | 'Low' | 'Mid' | 'Out' | 'High' | 'AllOptions' | 890 | 29266.38 | 12.1417 | 28971.8319 | ESR-4h-22 | 9.6086 | 2.3048 | 2.5981 | 17.0447 | 3.9478 | 1.4809 | 5.9617 | 8.6848
| 0.79174 | 'Large' | 8 | 'Mid' | 'Mid' | 'In' | 'Low' | 'LimitedEE' | 891 | 30710.37 | 10.4411 | 30621.5813 | NewCT2-2 | 8.7353 | 2.0953 | 4.2304 | 16.7668 | 3.8466 | 1.3989 | 5.9617 | 8.4621
| 1.0956 | 'Zero' | 4 | 'Low' | 'Low' | 'In' | 'High' | 'Ref' | 892 | 27856.5 | 10.1 | 27804.1947 | NY-5 | 10.054 | 2.4117 | 3.1523 | 15.664 | 3.5075 | 1.124 | 5.9617 | 7.7163
| 0.7681 | 'Large' | 4 | 'Mid' | 'Mid' | 'In' | 'High' | 'AllOptions' | 893 | 29266.38 | 9.6911 | 29274.0042 | NewCT1-1 | 9.1489 | 2.1946 | 4.1937 | 16.0794 | 3.63 | 1.2232 | 5.9617 | 7.9856
| 0.96099 | 'Large' | 4 | 'Low' | 'Low' | 'In' | 'Mid' | 'Ref' | 894 | 27856.5 | 9.7293 | 27851.5392 | ESR-4h-17 | 9.4166 | 2.2588 | 2.8044 | 14.7925 | 3.2354 | 0.90334 | 5.9617 | 7.1177
| 0.88161 | 'Large' | 2 | 'Mid' | 'Low' | 'Out' | 'High' | 'LimitedEE' | 895 | 30710.37 | 16.0872 | 28269.5853 | ESR-4h-29 | 9.3811 | 2.2503 | 4.0722 | 22.4096 | 5.6284 | 2.8435 | 5.9617 | 12.3821
| 1.0015 | 'Large' | 6 | 'Low' | 'Mid' | 'In' | 'Low' | 'Ref' | 896 | 27856.5 | 9.6911 | 27865.2231 | NewCT1-2 | 5.9916 | 1.4372 | 3.4423 | 14.5706 | 3.1601 | 0.84227 | 5.9617 | 6.952
| 1.0017 | 'Zero' | 2 | 'Low' | 'Mid' | 'In' | 'Low' | 'AllOptions' | 897 | 29266.38 | 13.3682 | 28840.4819 | ESR-4h-24 | 11.7756 | 2.8246 | 4.1436 | 20.3364 | 4.9737 | 2.3127 | 5.9617 | 10.9416
| 0.94833 | 'Zero' | 2 | 'Low' | 'Mid' | 'Out' | 'Mid' | 'DERBreakthrough' | 898 | 28095.27 | 11.9847 | 27818.126 | NewCT2-1 | 9.8751 | 2.3688 | 3.4029 | 17.7564 | 4.1657 | 1.6576 | 5.9617 | 9.1642
| 1.0181 | 'Moderate' | 8 | 'Mid' | 'Mid' | 'In' | 'High' | 'Ref' | 899 | 27856.5 | 5.8 | 28467.4894 | NY-4 | 5.4098 | 1.2977 | 3.0942 | 10.1918 | 1.656 | 0 | 5.9617 | 3.6432
| 0.91806 | 'Large' | 4 | 'High' | 'High' | 'In' | 'Mid' | 'DERBreakthrough' | 900 | 28095.27 | 2.25 | 29661.7202 | NY-3 | 1.7595 | 0.42206 | 2.8794 | 5.5515 | -0.34538 | 0 | 5.9617 | -0.7598
| 0.82686 | 'Zero' | 4 | 'Mid' | 'High' | 'In' | 'Low' | 'Ref' | 901 | 27856.5 | 6.9425 | 28261.466 | CC-4 | 4.1677 | 0.99971 | 3.7845 | 11.7267 | 2.2599 | 0.11242 | 5.9617 | 4.9716
| 1.0424 | 'Moderate' | 4 | 'High' | 'Mid' | 'In' | 'Mid' | 'DERBreakthrough' | 902 | 28095.27 | 5.8 | 28706.1147 | NY-4 | 6.3553 | 1.5245 | 1.4819 | 8.8063 | 1.0761 | 0 | 5.9617 | 2.3672
| 1.197 | 'Zero' | 8 | 'Low' | 'High' | 'In' | 'High' | 'LimitedEE' | 903 | 30710.37 | 10.4411 | 30624.5356 | NewCT2-1 | 7.2527 | 1.7397 | 3.4857 | 15.6665 | 3.5056 | 1.1224 | 5.9617 | 7.7119
| 1.0966 | 'Zero' | 8 | 'Low' | 'Mid' | 'In' | 'Mid' | 'Ref' | 904 | 27856.5 | 9.6911 | 27866.2039 | NewCT1-2 | 7.9838 | 1.9151 | 3.3752 | 14.9814 | 3.2903 | 0.94783 | 5.9617 | 7.2384
| 0.97483 | 'Moderate' | 2 | 'Low' | 'Mid' | 'In' | 'Mid' | 'DERBreakthrough' | 905 | 28095.27 | 9.6911 | 28095.5046 | NewCT1-1 | 8.2284 | 1.9738 | 3.5646 | 15.2295 | 3.367 | 1.01 | 5.9617 | 7.4071
| 0.90956 | 'Large' | 2 | 'High' | 'High' | 'In' | 'Mid' | 'AllOptions' | 906 | 29266.38 | 5.264 | 29982.776 | CC-4 | 3.7668 | 0.90355 | 2.7592 | 8.9268 | 1.1136 | 0 | 5.9617 | 2.4497
| 0.97391 | 'Moderate' | 2 | 'Low' | 'Mid' | 'Out' | 'Mid' | 'Ref' | 907 | 27856.5 | 10.7281 | 27726.2261 | ESR-4h-21 | 6.738 | 1.6162 | 3.8449 | 16.1893 | 3.6675 | 1.2537 | 5.9617 | 8.0683
| 1.0161 | 'Moderate' | 8 | 'High' | 'Mid' | 'In' | 'High' | 'Ref' | 908 | 27856.5 | 4.3 | 28790.3311 | NY-2 | 4.064 | 0.97483 | 2.9902 | 8.2651 | 0.82518 | 0 | 5.9617 | 1.8153
| 0.86584 | 'Large' | 8 | 'High' | 'High' | 'In' | 'High' | 'Ref' | 909 | 27856.5 | 1.5 | 29785.7555 | NY-2 | 2.961 | 0.71026 | 2.8073 | 5.0176 | -0.57511 | 0 | 5.9617 | -1.2652
| 0.90792 | 'Moderate' | 4 | 'High' | 'High' | 'In' | 'Mid' | 'DERBreakthrough' | 910 | 28095.27 | 3.5 | 29237.0348 | NY-1 | 3.2346 | 0.77589 | 3.7441 | 8.02 | 0.71079 | 0 | 5.9617 | 1.5637
| 1.0854 | 'Moderate' | 6 | 'Low' | 'Mid' | 'Out' | 'High' | 'AllOptions' | 911 | 29266.38 | 11.2145 | 29077.626 | ESR-4h-16 | 7.3553 | 1.7643 | 3.0389 | 16.0176 | 3.6201 | 1.2152 | 5.9617 | 7.9638
| 1.2001 | 'Moderate' | 4 | 'Mid' | 'Low' | 'In' | 'Mid' | 'DERBreakthrough' | 912 | 28095.27 | 9.6911 | 28098.3312 | NewCT1-1 | 6.3133 | 1.5144 | 2.1664 | 13.3719 | 2.7925 | 0.5442 | 5.9617 | 6.1432
| 1.001 | 'Large' | 4 | 'Mid' | 'High' | 'In' | 'Mid' | 'DERBreakthrough' | 913 | 28095.27 | 3.5399 | 29225.466 | CC-3 | 2.9834 | 0.71562 | 4.1666 | 8.4221 | 0.87964 | 0 | 5.9617 | 1.9351
| 0.9838 | 'Zero' | 2 | 'Low' | 'Low' | 'In' | 'High' | 'LimitedEE' | 914 | 30710.37 | 16.0872 | 29533.6903 | ESR-4h-31 | 11.6714 | 2.7996 | 3.5168 | 22.4036 | 5.6311 | 2.8457 | 5.9617 | 12.3881
| 0.88425 | 'Large' | 6 | 'Mid' | 'Low' | 'In' | 'High' | 'AllOptions' | 915 | 29266.38 | 10.2205 | 29198.466 | NewCT1-3 | 9.452 | 2.2673 | 3.6735 | 16.1613 | 3.6601 | 1.2477 | 5.9617 | 8.052
| 1.1315 | 'Moderate' | 2 | 'Low' | 'High' | 'Out' | 'High' | 'LimitedEE' | 916 | 30710.37 | 16.0872 | 29923.626 | ESR-4h-30 | 11.9935 | 2.8769 | 3.2543 | 22.2184 | 5.5749 | 2.8001 | 5.9617 | 12.2643
| 1.0218 | 'Zero' | 4 | 'Mid' | 'High' | 'In' | 'Low' | 'AllOptions' | 917 | 29266.38 | 9.6911 | 29269.9586 | NewCT1-2 | 9.8582 | 2.3647 | 3.2524 | 15.3082 | 3.3944 | 1.0323 | 5.9617 | 7.4675
| 0.9958 | 'Large' | 2 | 'Low' | 'High' | 'Out' | 'Mid' | 'AllOptions' | 918 | 29266.38 | 12.1201 | 28974.126 | ESR-4h-23 | 9.127 | 2.1893 | 3.5607 | 17.8701 | 4.2003 | 1.6856 | 5.9617 | 9.2402
| 1.2183 | 'Moderate' | 2 | 'Mid' | 'Low' | 'In' | 'High' | 'AllOptions' | 919 | 29266.38 | 13.4828 | 28828.466 | NewCT2-1 | 8.4926 | 2.0371 | 3.7413 | 19.2612 | 4.6377 | 2.0403 | 5.9617 | 10.2026
| 1.1195 | 'Zero' | 2 | 'Low' | 'Low' | 'In' | 'Mid' | 'Ref' | 920 | 27856.5 | 11.2417 | 27665.5145 | ESR-4h-15 | 9.504 | 2.2797 | 3.4325 | 16.954 | 3.9123 | 1.4521 | 5.9617 | 8.6067
| 0.88629 | 'Zero' | 2 | 'Mid' | 'Low' | 'In' | 'Low' | 'DERBreakthrough' | 921 | 28095.27 | 10.4411 | 28008.6066 | NewCT2-1 | 7.3644 | 1.7665 | 3.312 | 15.5196 | 3.4607 | 1.086 | 5.9617 | 7.6131
| 1.2247 | 'Moderate' | 2 | 'Mid' | 'Mid' | 'In' | 'Mid' | 'LimitedEE' | 922 | 30710.37 | 16.0872 | 29142.466 | NewCT2-1 | 11.497 | 2.7578 | 2.9336 | 21.7786 | 5.4388 | 2.6898 | 5.9617 | 11.9648
| 0.90676 | 'Moderate' | 4 | 'High' | 'Low' | 'In' | 'High' | 'AllOptions' | 923 | 29266.38 | 9.6911 | 29274.7577 | NewCT1-2 | 7.7395 | 1.8565 | 3.46 | 15.0076 | 3.2979 | 0.95396 | 5.9617 | 7.255
| 1.1658 | 'Large' | 6 | 'Mid' | 'Mid' | 'In' | 'Low' | 'LimitedEE' | 924 | 30710.37 | 13.6192 | 30258.466 | NewCT2-3 | 11.5164 | 2.7624 | 1.7929 | 18.1746 | 4.311 | 1.7754 | 5.9617 | 9.4839
| 1.015 | 'Zero' | 4 | 'Mid' | 'Low' | 'In' | 'Mid' | 'DERBreakthrough' | 925 | 28095.27 | 9.6911 | 28104.0399 | NewCT1-2 | 6.7423 | 1.6173 | 3.3064 | 14.6148 | 3.1752 | 0.85451 | 5.9617 | 6.9852
| 0.88126 | 'Moderate' | 4 | 'Mid' | 'Mid' | 'In' | 'Mid' | 'AllOptions' | 926 | 29266.38 | 10.4411 | 29173.8422 | NewCT2-1 | 7.5006 | 1.7992 | 3.4365 | 15.6768 | 3.5092 | 1.1253 | 5.9617 | 7.72
| 0.9665 | 'Moderate' | 2 | 'High' | 'Low' | 'In' | 'Low' | 'AllOptions' | 927 | 29266.38 | 14.8766 | 28690.0581 | NewCT2-1 | 9.0083 | 2.1608 | 3.3255 | 20.3629 | 4.9888 | 2.3249 | 5.9617 | 10.9749
| 0.98043 | 'Moderate' | 2 | 'Mid' | 'Mid' | 'In' | 'High' | 'AllOptions' | 928 | 29266.38 | 10.4411 | 29177.0139 | NewCT2-1 | 7.4465 | 1.7862 | 2.4158 | 14.6431 | 3.1915 | 0.86774 | 5.9617 | 7.0211
| 1.0814 | 'Zero' | 2 | 'Mid' | 'Mid' | 'In' | 'Mid' | 'Ref' | 929 | 27856.5 | 8.6 | 28007.1116 | NY-3 | 5.2389 | 1.2567 | 3.3351 | 13.1918 | 2.7259 | 0.49026 | 5.9617 | 5.9968
| 1.1618 | 'Large' | 2 | 'Low' | 'High' | 'In' | 'Low' | 'Ref' | 930 | 27856.5 | 9.4414 | 27891.0865 | ESR-4h-14 | 5.6666 | 1.3593 | 4.087 | 14.8876 | 3.2548 | 0.91905 | 5.9617 | 7.1603
| 0.96389 | 'Large' | 2 | 'Low' | 'High' | 'Out' | 'Mid' | 'AllOptions' | 931 | 29266.38 | 12.1201 | 28974.126 | ESR-4h-23 | 10.45 | 2.5067 | 2.8774 | 17.5042 | 4.0905 | 1.5966 | 5.9617 | 8.9987
| 0.86579 | 'Large' | 8 | 'Mid' | 'High' | 'In' | 'Low' | 'DERBreakthrough' | 932 | 28095.27 | 4.3646 | 29011.466 | CC-4 | 5.9814 | 1.4348 | 2.9135 | 8.7128 | 1.0194 | 0 | 5.9617 | 2.2426
| 0.90384 | 'Zero' | 4 | 'High' | 'Mid' | 'In' | 'High' | 'Ref' | 933 | 27856.5 | 5.3459 | 28556.0581 | CC-4 | 5.9751 | 1.4333 | 3.4823 | 10.2615 | 1.6817 | 0 | 5.9617 | 3.6997
| 0.99159 | 'Zero' | 2 | 'High' | 'Mid' | 'Out' | 'Mid' | 'AllOptions' | 934 | 29266.38 | 16.0872 | 28516.0581 | NewCT2-1 | 15.4712 | 3.7111 | 4.4666 | 24.2649 | 6.2106 | 3.3155 | 5.9617 | 13.6627
| 0.96009 | 'Large' | 2 | 'High' | 'Mid' | 'In' | 'High' | 'AllOptions' | 935 | 29266.38 | 9.3912 | 29306.0581 | CC-4 | 7.0056 | 1.6804 | 3.1006 | 14.1722 | 3.0373 | 0.74267 | 5.9617 | 6.6817
| 0.91645 | 'Moderate' | 6 | 'Mid' | 'Mid' | 'In' | 'Mid' | 'AllOptions' | 936 | 29266.38 | 9.6911 | 29275.3984 | NewCT1-3 | 7.2692 | 1.7437 | 3.3318 | 14.7665 | 3.2229 | 0.89315 | 5.9617 | 7.09
| 0.98337 | 'Moderate' | 2 | 'High' | 'High' | 'In' | 'Low' | 'Ref' | 937 | 27856.5 | 3.5 | 28999.0734 | NY-1 | 4.3879 | 1.0525 | 3.5826 | 8.1351 | 0.76232 | 0 | 5.9617 | 1.677
| 1.0456 | 'Moderate' | 2 | 'High' | 'Mid' | 'In' | 'Low' | 'AllOptions' | 938 | 29266.38 | 10.4411 | 29180.5734 | NewCT2-1 | 6.9096 | 1.6574 | 3.3119 | 15.4103 | 3.4262 | 1.058 | 5.9617 | 7.5373
| 0.90506 | 'Moderate' | 2 | 'High' | 'Mid' | 'In' | 'Mid' | 'DERBreakthrough' | 939 | 28095.27 | 5.8 | 28706.1147 | NY-4 | 6.065 | 1.4548 | 2.6874 | 9.9422 | 1.5529 | 0 | 5.9617 | 3.4161
| 1.0228 | 'Large' | 2 | 'High' | 'Low' | 'In' | 'Mid' | 'DERBreakthrough' | 940 | 28095.27 | 8.122 | 28314.0581 | CC-4 | 7.7759 | 1.8652 | 4.1216 | 14.1087 | 3.0087 | 0.71955 | 5.9617 | 6.619
| 0.79113 | 'Moderate' | 8 | 'Mid' | 'Low' | 'In' | 'Mid' | 'AllOptions' | 941 | 29266.38 | 9.9025 | 29238.953 | ESR-4h-22 | 7.9994 | 1.9188 | 4.3011 | 16.1225 | 3.6427 | 1.2335 | 5.9617 | 8.0136
| 0.83473 | 'Moderate' | 4 | 'Mid' | 'Low' | 'Out' | 'High' | 'LimitedEE' | 942 | 30710.37 | 16.0872 | 29009.5853 | ESR-4h-28 | 9.0673 | 2.175 | 2.2613 | 20.5234 | 5.0483 | 2.3732 | 5.9617 | 11.1058
| 1.171 | 'Large' | 2 | 'Low' | 'Low' | 'Out' | 'High' | 'DERBreakthrough' | 943 | 28095.27 | 16.0872 | 27415.626 | ESR-4h-20 | 11.2384 | 2.6958 | 4.2388 | 23.0218 | 5.8202 | 2.999 | 5.9617 | 12.8039
| 0.78816 | 'Moderate' | 2 | 'Mid' | 'Mid' | 'In' | 'Low' | 'LimitedEE' | 944 | 30710.37 | 16.0872 | 29433.4443 | ESR-4h-28 | 12.7268 | 3.0528 | 4.0307 | 23.1707 | 5.8689 | 3.0385 | 5.9617 | 12.9111
| 0.79436 | 'Moderate' | 4 | 'High' | 'Low' | 'In' | 'Mid' | 'Ref' | 945 | 27856.5 | 6.634 | 28314.0581 | NY-5 | 6.3763 | 1.5295 | 2.5708 | 10.7343 | 1.8963 | 0 | 5.9617 | 4.1716
| 1.0621 | 'Moderate' | 8 | 'Mid' | 'High' | 'Out' | 'Mid' | 'LimitedEE' | 946 | 30710.37 | 10.4411 | 30624.1321 | NewCT2-3 | 8.8101 | 2.1133 | 3.4819 | 16.0362 | 3.6223 | 1.217 | 5.9617 | 7.9687
| 0.85034 | 'Zero' | 8 | 'Mid' | 'Mid' | 'In' | 'High' | 'Ref' | 947 | 27856.5 | 7.745 | 28132.466 | NY-1 | 9.2912 | 2.2287 | 3.0982 | 13.0718 | 2.6901 | 0.46117 | 5.9617 | 5.9179
| 0.76842 | 'Zero' | 4 | 'High' | 'Mid' | 'In' | 'Low' | 'Ref' | 948 | 27856.5 | 7.8 | 28125.298 | NY-2 | 6.5968 | 1.5824 | 3.7329 | 13.1153 | 2.6985 | 0.46802 | 5.9617 | 5.9365
| 1.1201 | 'Zero' | 2 | 'Mid' | 'Low' | 'In' | 'Mid' | 'Ref' | 949 | 27856.5 | 9.6911 | 27865.0486 | NewCT1-1 | 8.7755 | 2.105 | 3.4718 | 15.2679 | 3.3799 | 1.0205 | 5.9617 | 7.4355
| 1.1804 | 'Large' | 6 | 'Low' | 'Low' | 'In' | 'Low' | 'Ref' | 950 | 27856.5 | 10.4411 | 27770.2984 | NewCT2-1 | 10.5694 | 2.5353 | 3.6942 | 16.6705 | 3.8206 | 1.3778 | 5.9617 | 8.4051
| 1.1255 | 'Moderate' | 2 | 'Low' | 'Low' | 'In' | 'Mid' | 'DERBreakthrough' | 951 | 28095.27 | 11.8031 | 27838.9151 | ESR-4h-16 | 8.2765 | 1.9853 | 3.3252 | 17.1137 | 3.9635 | 1.4937 | 5.9617 | 8.7195
| 1.1547 | 'Zero' | 4 | 'Mid' | 'High' | 'In' | 'Mid' | 'AllOptions' | 952 | 29266.38 | 9.6911 | 29270.489 | NewCT1-1 | 7.6528 | 1.8357 | 2.7485 | 14.2753 | 3.0727 | 0.7714 | 5.9617 | 6.7597
| 0.99849 | 'Moderate' | 6 | 'Mid' | 'Mid' | 'In' | 'Low' | 'AllOptions' | 953 | 29266.38 | 10.4411 | 29173.2755 | NewCT2-1 | 5.6343 | 1.3515 | 2.8459 | 14.6385 | 3.1865 | 0.86366 | 5.9617 | 7.01
| 1.095 | 'Moderate' | 8 | 'Low' | 'High' | 'In' | 'Mid' | 'Ref' | 954 | 27856.5 | 8.7925 | 27979.9023 | ESR-4h-12 | 5.4163 | 1.2992 | 3.5762 | 13.6679 | 2.8742 | 0.61045 | 5.9617 | 6.3229
| 1.0625 | 'Zero' | 4 | 'High' | 'Low' | 'In' | 'High' | 'Ref' | 955 | 27856.5 | 7.8 | 28125.7302 | NY-2 | 6.4423 | 1.5453 | 3.8035 | 13.1488 | 2.7085 | 0.47611 | 5.9617 | 5.9584
| 0.79153 | 'Moderate' | 6 | 'High' | 'Low' | 'In' | 'Low' | 'Ref' | 956 | 27856.5 | 8.995 | 27950.0581 | NY-5 | 7.7217 | 1.8522 | 4.0617 | 14.909 | 3.2617 | 0.92468 | 5.9617 | 7.1756
| 0.95301 | 'Zero' | 2 | 'Low' | 'High' | 'In' | 'Low' | 'LimitedEE' | 957 | 30710.37 | 12.5662 | 30369.6378 | ESR-4h-30 | 8.5375 | 2.0479 | 3.4263 | 18.0404 | 4.2551 | 1.7301 | 5.9617 | 9.3609
| 0.98579 | 'Large' | 2 | 'High' | 'Low' | 'Out' | 'Low' | 'Ref' | 958 | 27856.5 | 12.8011 | 27490.0581 | NewCT2-1 | 8.4572 | 2.0286 | 3.6419 | 18.4716 | 4.3894 | 1.8389 | 5.9617 | 9.6563
| 1.0973 | 'Moderate' | 4 | 'Low' | 'Low' | 'Out' | 'Mid' | 'Ref' | 959 | 27856.5 | 12.416 | 27532.2041 | ESR-4h-18 | 12.2552 | 2.9397 | 4.2214 | 19.5771 | 4.7334 | 2.1179 | 5.9617 | 10.4131
| 0.79342 | 'Zero' | 6 | 'Mid' | 'Low' | 'In' | 'Mid' | 'Ref' | 960 | 27856.5 | 9.6911 | 27865.0486 | NewCT1-1 | 9.6711 | 2.3198 | 3.4382 | 15.4491 | 3.4373 | 1.0671 | 5.9617 | 7.5619
| 1.0464 | 'Large' | 8 | 'High' | 'Low' | 'In' | 'High' | 'DERBreakthrough' | 961 | 28095.27 | 6.1235 | 28644.0581 | CC-4 | 6.9313 | 1.6626 | 3.123 | 10.9091 | 1.9655 | 0 | 5.9617 | 4.3238
| 1.2249 | 'Large' | 6 | 'Low' | 'High' | 'In' | 'High' | 'LimitedEE' | 962 | 30710.37 | 10.4411 | 30624.5356 | NewCT2-2 | 8.0488 | 1.9307 | 3.5489 | 15.9206 | 3.5852 | 1.187 | 5.9617 | 7.8872
| 1.1336 | 'Zero' | 4 | 'Mid' | 'Low' | 'Out' | 'Low' | 'LimitedEE' | 963 | 30710.37 | 16.0872 | 28028.466 | ESR-4h-25 | 14.0698 | 3.3749 | 4.319 | 23.7811 | 6.0591 | 3.1927 | 5.9617 | 13.3296
| 1.191 | 'Large' | 8 | 'Low' | 'Low' | 'In' | 'Low' | 'Ref' | 964 | 27856.5 | 9.7247 | 27852.577 | ESR-4h-14 | 6.4434 | 1.5456 | 4.0197 | 15.29 | 3.3823 | 1.0224 | 5.9617 | 7.4408
| 1.2269 | 'Moderate' | 6 | 'Low' | 'High' | 'In' | 'High' | 'Ref' | 965 | 27856.5 | 9.2136 | 27920.126 | NY-5 | 8.0265 | 1.9253 | 3.4806 | 14.6195 | 3.1752 | 0.85454 | 5.9617 | 6.9852
| 0.83997 | 'Large' | 2 | 'Mid' | 'High' | 'In' | 'Low' | 'DERBreakthrough' | 966 | 28095.27 | 4.3646 | 29011.466 | CC-4 | 3.4225 | 0.82096 | 2.9808 | 8.1663 | 0.78264 | 0 | 5.9617 | 1.7217
| 0.88558 | 'Zero' | 8 | 'Mid' | 'Mid' | 'In' | 'High' | 'Ref' | 967 | 27856.5 | 7.745 | 28132.466 | NY-1 | 4.0946 | 0.98217 | 2.8451 | 11.5722 | 2.219 | 0.07921 | 5.9617 | 4.8815
| 1.1286 | 'Moderate' | 2 | 'Mid' | 'Low' | 'Out' | 'Low' | 'AllOptions' | 968 | 29266.38 | 16.0872 | 27288.466 | ESR-4h-25 | 10.7755 | 2.5847 | 3.748 | 22.4199 | 5.6344 | 2.8484 | 5.9617 | 12.3951
| 1.2279 | 'Large' | 4 | 'Mid' | 'Mid' | 'In' | 'Low' | 'LimitedEE' | 969 | 30710.37 | 16.0872 | 29518.466 | NewCT2-2 | 12.2932 | 2.9488 | 2.6456 | 21.6816 | 5.4105 | 2.6669 | 5.9617 | 11.9027
| 1.147 | 'Moderate' | 2 | 'Low' | 'High' | 'In' | 'Mid' | 'LimitedEE' | 970 | 30710.37 | 14.4629 | 30174.126 | ESR-4h-23 | 10.507 | 2.5203 | 3.7578 | 20.741 | 5.1045 | 2.4188 | 5.9617 | 11.2295
| 0.78516 | 'Moderate' | 8 | 'High' | 'Low' | 'In' | 'Low' | 'AllOptions' | 971 | 29266.38 | 9.6911 | 29276.0683 | NewCT1-4 | 4.4482 | 1.067 | 2.3799 | 13.138 | 2.7169 | 0.48293 | 5.9617 | 5.977
| 0.99319 | 'Zero' | 4 | 'High' | 'Low' | 'Out' | 'High' | 'LimitedEE' | 972 | 30710.37 | 16.0872 | 28924.0581 | NewCT2-2 | 11.3291 | 2.7175 | 3.3965 | 22.2012 | 5.5683 | 2.7948 | 5.9617 | 12.2498
| 1.1157 | 'Moderate' | 8 | 'Mid' | 'Mid' | 'In' | 'High' | 'AllOptions' | 973 | 29266.38 | 9.6911 | 29276.2232 | NewCT1-2 | 8.4441 | 2.0255 | 4.2585 | 15.975 | 3.5965 | 1.1961 | 5.9617 | 7.912
| 0.89127 | 'Large' | 2 | 'High' | 'Mid' | 'In' | 'Low' | 'LimitedEE' | 974 | 30710.37 | 16.0872 | 29352.0581 | NewCT2-1 | 11.8507 | 2.8426 | 2.5934 | 21.5232 | 5.361 | 2.6267 | 5.9617 | 11.7938
| 0.79981 | 'Zero' | 6 | 'High' | 'Low' | 'In' | 'High' | 'AllOptions' | 975 | 29266.38 | 9.6911 | 29269.7218 | NewCT1-3 | 9.6896 | 2.3242 | 3.48 | 15.4953 | 3.4516 | 1.0786 | 5.9617 | 7.5932
| 1.031 | 'Moderate' | 2 | 'High' | 'High' | 'In' | 'Low' | 'DERBreakthrough' | 976 | 28095.27 | 4.3 | 29027.4584 | NY-2 | 3.6957 | 0.88649 | 2.4908 | 7.6773 | 0.57703 | 0 | 5.9617 | 1.2694
| 0.9175 | 'Zero' | 4 | 'High' | 'Low' | 'In' | 'Low' | 'DERBreakthrough' | 977 | 28095.27 | 9.6911 | 28101.4045 | NewCT1-1 | 5.0383 | 1.2085 | 3.398 | 14.2976 | 3.0743 | 0.77274 | 5.9617 | 6.7633
| 1.0495 | 'Moderate' | 2 | 'High' | 'High' | 'In' | 'High' | 'AllOptions' | 978 | 29266.38 | 5.1205 | 30012.776 | NY-3 | 3.8726 | 0.92893 | 3.2731 | 9.3226 | 1.2786 | 0 | 5.9617 | 2.8129
| 1.0723 | 'Large' | 4 | 'Low' | 'Low' | 'In' | 'Mid' | 'AllOptions' | 979 | 29266.38 | 12.073 | 28980.1173 | ESR-4h-20 | 10.9111 | 2.6173 | 4.0771 | 18.7673 | 4.4791 | 1.9117 | 5.9617 | 9.8536
| 0.83976 | 'Large' | 2 | 'High' | 'Mid' | 'In' | 'Low' | 'DERBreakthrough' | 980 | 28095.27 | 6.299 | 28612.0581 | CC-4 | 4.4539 | 1.0684 | 2.8932 | 10.2606 | 1.688 | 0 | 5.9617 | 3.7135
| 0.90037 | 'Zero' | 8 | 'High' | 'Mid' | 'In' | 'Low' | 'Ref' | 981 | 27856.5 | 7.8 | 28125.298 | NY-2 | 6.883 | 1.651 | 3.2376 | 12.6886 | 2.568 | 0.36219 | 5.9617 | 5.6493
| 1.185 | 'Large' | 6 | 'Low' | 'Low' | 'In' | 'Mid' | 'DERBreakthrough' | 982 | 28095.27 | 10.4411 | 28001.4465 | NewCT2-1 | 9.7407 | 2.3365 | 3.0241 | 15.8017 | 3.5521 | 1.1601 | 5.9617 | 7.8142
| 0.94567 | 'Moderate' | 6 | 'Low' | 'Mid' | 'In' | 'High' | 'LimitedEE' | 983 | 30710.37 | 10.4411 | 30624.4531 | NewCT2-3 | 6.094 | 1.4618 | 2.8537 | 14.7565 | 3.2237 | 0.89382 | 5.9617 | 7.0918
| 0.96331 | 'Large' | 6 | 'Low' | 'Low' | 'In' | 'High' | 'LimitedEE' | 984 | 30710.37 | 12.7358 | 30351.1227 | ESR-4h-23 | 9.2522 | 2.2193 | 3.0114 | 17.9665 | 4.2352 | 1.714 | 5.9617 | 9.3172
| 1.0317 | 'Large' | 2 | 'Mid' | 'High' | 'In' | 'High' | 'LimitedEE' | 985 | 30710.37 | 11.8758 | 30445.466 | NewCT2-1 | 8.7131 | 2.09 | 3.2213 | 17.1872 | 3.9876 | 1.5132 | 5.9617 | 8.7724
| 0.87414 | 'Large' | 2 | 'High' | 'High' | 'In' | 'Mid' | 'AllOptions' | 986 | 29266.38 | 5.264 | 29982.776 | CC-4 | 4.497 | 1.0787 | 2.5158 | 8.8586 | 1.0869 | 0 | 5.9617 | 2.391
| 1.2056 | 'Moderate' | 2 | 'Mid' | 'Mid' | 'Out' | 'Low' | 'AllOptions' | 987 | 29266.38 | 16.0872 | 27578.466 | NewCT2-1 | 9.8093 | 2.353 | 4.3928 | 22.8329 | 5.7593 | 2.9497 | 5.9617 | 12.6701
| 0.92543 | 'Large' | 8 | 'High' | 'Mid' | 'In' | 'Mid' | 'Ref' | 988 | 27856.5 | 3.75 | 28930.5807 | NY-5 | 4.7956 | 1.1503 | 2.6641 | 7.5644 | 0.52633 | 0 | 5.9617 | 1.1579
| 0.97021 | 'Moderate' | 6 | 'High' | 'High' | 'In' | 'High' | 'DERBreakthrough' | 989 | 28095.27 | 2.4988 | 29562.776 | CC-2 | 3.2351 | 0.776 | 2.7742 | 6.049 | -0.12934 | 0 | 5.9617 | -0.28454
| 0.76488 | 'Zero' | 4 | 'High' | 'High' | 'Out' | 'Mid' | 'Ref' | 990 | 27856.5 | 7.4242 | 28182.776 | NY-1 | 4.5661 | 1.0953 | 2.1299 | 10.6494 | 1.8646 | 0 | 5.9617 | 4.1019
| 1.0791 | 'Moderate' | 2 | 'Low' | 'Low' | 'In' | 'High' | 'DERBreakthrough' | 991 | 28095.27 | 10.7526 | 27962.1582 | ESR-4h-15 | 7.3251 | 1.7571 | 3.1108 | 15.6205 | 3.4941 | 1.1131 | 5.9617 | 7.6868
| 1.1487 | 'Large' | 6 | 'Mid' | 'Low' | 'In' | 'High' | 'DERBreakthrough' | 992 | 28095.27 | 9.6911 | 28096.0341 | NewCT1-1 | 5.5814 | 1.3388 | 3.3931 | 14.423 | 3.1139 | 0.80485 | 5.9617 | 6.8504
| 0.8206 | 'Large' | 6 | 'High' | 'Mid' | 'Out' | 'Low' | 'DERBreakthrough' | 993 | 28095.27 | 9.6911 | 28100.1806 | NewCT1-2 | 11.4848 | 2.7549 | 2.9699 | 15.4159 | 3.4308 | 1.0617 | 5.9617 | 7.5474
| 0.80668 | 'Zero' | 2 | 'High' | 'Mid' | 'Out' | 'High' | 'LimitedEE' | 994 | 30710.37 | 16.0872 | 28846.0581 | NewCT2-1 | 10.1286 | 2.4296 | 3.5238 | 22.0406 | 5.5165 | 2.7528 | 5.9617 | 12.1359
| 0.98707 | 'Large' | 4 | 'Low' | 'Low' | 'In' | 'Mid' | 'DERBreakthrough' | 995 | 28095.27 | 10.4411 | 28003.2065 | NewCT2-1 | 9.3392 | 2.2402 | 3.4337 | 16.1149 | 3.6475 | 1.2374 | 5.9617 | 8.0242
| 1.0966 | 'Zero' | 4 | 'Mid' | 'Low' | 'In' | 'High' | 'Ref' | 996 | 27856.5 | 9.3 | 27909.471 | NY-4 | 11.768 | 2.8228 | 3.3926 | 15.5154 | 3.4587 | 1.0843 | 5.9617 | 7.6088
| 1.2314 | 'Zero' | 2 | 'Low' | 'Low' | 'In' | 'Mid' | 'DERBreakthrough' | 997 | 28095.27 | 12.7422 | 27735.126 | ESR-4h-15 | 9.6669 | 2.3188 | 2.9761 | 18.0371 | 4.2578 | 1.7323 | 5.9617 | 9.3668
| 1.1888 | 'Moderate' | 4 | 'Mid' | 'Mid' | 'In' | 'High' | 'Ref' | 998 | 27856.5 | 5.8 | 28467.4894 | NY-4 | 4.3003 | 1.0315 | 2.3352 | 9.1668 | 1.222 | 0 | 5.9617 | 2.6883
| 1.0175 | 'Zero' | 6 | 'High' | 'Mid' | 'In' | 'High' | 'Ref' | 999 | 27856.5 | 5.3459 | 28556.0581 | CC-4 | 8.4245 | 2.0208 | 2.7922 | 10.1589 | 1.6452 | 0 | 5.9617 | 3.6194
| 0.8909 | 'Zero' | 6 | 'Mid' | 'High' | 'In' | 'High' | 'DERBreakthrough' | 1000 | 28095.27 | 4.6035 | 28955.466 | CC-4 | 6.0691 | 1.4558 | 3.6373 | 9.6966 | 1.436 | 0 | 5.9617 | 3.1591
| 0.95582 | 'Zero' | 6 | 'Mid' | 'Low' | 'Out' | 'Mid' | 'DERBreakthrough' | 1001 | 28095.27 | 10.4411 | 28003.2574 | NewCT2-1 | 6.9106 | 1.6576 | 3.121 | 15.2197 | 3.3676 | 1.0105 | 5.9617 | 7.4084
| 0.9851 | 'Large' | 4 | 'Low' | 'High' | 'In' | 'Low' | 'Ref' | 1002 | 27856.5 | 7.7257 | 28135.8703 | ESR-4h-16 | 9.0575 | 2.1726 | 3.1844 | 13.0827 | 2.6928 | 0.46337 | 5.9617 | 5.9239
| 1.1041 | 'Moderate' | 4 | 'Mid' | 'Mid' | 'In' | 'Low' | 'Ref' | 1003 | 27856.5 | 8.3718 | 28038.466 | NY-5 | 6.396 | 1.5342 | 2.3374 | 12.2434 | 2.435 | 0.25436 | 5.9617 | 5.3567
| 1.0026 | 'Moderate' | 6 | 'Low' | 'High' | 'In' | 'Low' | 'DERBreakthrough' | 1004 | 28095.27 | 8.3795 | 28276.126 | ESR-4h-16 | 8.1069 | 1.9446 | 3.1657 | 13.4898 | 2.8214 | 0.56764 | 5.9617 | 6.2068
| 1.1576 | 'Large' | 8 | 'Mid' | 'Mid' | 'Out' | 'Low' | 'AllOptions' | 1005 | 29266.38 | 10.4411 | 29179.3251 | NewCT2-3 | 9.775 | 2.3447 | 2.7031 | 15.489 | 3.456 | 1.0822 | 5.9617 | 7.603
| 0.96592 | 'Large' | 6 | 'High' | 'Mid' | 'In' | 'Low' | 'AllOptions' | 1006 | 29266.38 | 9.6911 | 29273.1748 | NewCT1-2 | 7.6828 | 1.8429 | 3.6079 | 15.1419 | 3.339 | 0.98732 | 5.9617 | 7.3455
| 1.1155 | 'Zero' | 4 | 'Mid' | 'High' | 'In' | 'High' | 'DERBreakthrough' | 1007 | 28095.27 | 4.6035 | 28955.466 | CC-4 | 7.0144 | 1.6826 | 3.5858 | 9.8719 | 1.5123 | 0 | 5.9617 | 3.3269
| 1.1328 | 'Moderate' | 2 | 'Low' | 'Mid' | 'In' | 'High' | 'Ref' | 1008 | 27856.5 | 9.6911 | 27860.7344 | NewCT1-1 | 10.5812 | 2.5381 | 3.68 | 15.9092 | 3.5805 | 1.1831 | 5.9617 | 7.8769
| 1.102 | 'Large' | 2 | 'Low' | 'Mid' | 'In' | 'High' | 'Ref' | 1009 | 27856.5 | 9.6911 | 27860.7344 | NewCT1-1 | 6.9034 | 1.6559 | 3.2794 | 14.6264 | 3.1791 | 0.85765 | 5.9617 | 6.9937
| 0.88218 | 'Large' | 8 | 'Mid' | 'High' | 'In' | 'High' | 'Ref' | 1010 | 27856.5 | 2.2898 | 29405.466 | NY-3 | 2.387 | 0.57258 | 2.4312 | 5.2936 | -0.45165 | 0 | 5.9617 | -0.9936
| 0.78646 | 'Large' | 8 | 'Mid' | 'Low' | 'Out' | 'Mid' | 'AllOptions' | 1011 | 29266.38 | 10.4411 | 29174.7333 | NewCT2-3 | 6.6809 | 1.6026 | 2.9353 | 14.9789 | 3.2932 | 0.95016 | 5.9617 | 7.2447
| 1.0343 | 'Large' | 4 | 'Low' | 'Mid' | 'Out' | 'Low' | 'Ref' | 1012 | 27856.5 | 10.6542 | 27735.4646 | ESR-4h-17 | 9.2703 | 2.2237 | 3.7088 | 16.5867 | 3.7941 | 1.3563 | 5.9617 | 8.3466
| 1.1454 | 'Large' | 6 | 'Mid' | 'Mid' | 'In' | 'Mid' | 'AllOptions' | 1013 | 29266.38 | 9.6911 | 29275.3984 | NewCT1-3 | 7.8841 | 1.8912 | 3.4926 | 15.0748 | 3.3188 | 0.97094 | 5.9617 | 7.3011
| 1.0356 | 'Large' | 4 | 'Mid' | 'Mid' | 'In' | 'High' | 'Ref' | 1014 | 27856.5 | 4.5352 | 28732.466 | CC-4 | 5.097 | 1.2226 | 2.9664 | 8.7242 | 1.0237 | 0 | 5.9617 | 2.2521
| 1.2021 | 'Zero' | 4 | 'Low' | 'High' | 'In' | 'Mid' | 'DERBreakthrough' | 1015 | 28095.27 | 9.6911 | 28102.017 | NewCT1-2 | 7.0785 | 1.6979 | 2.0759 | 13.4649 | 2.8226 | 0.56862 | 5.9617 | 6.2094
| 0.88244 | 'Zero' | 8 | 'Mid' | 'Low' | 'In' | 'Mid' | 'DERBreakthrough' | 1016 | 28095.27 | 9.6911 | 28104.0399 | NewCT1-2 | 7.2565 | 1.7406 | 3.4904 | 14.9221 | 3.2706 | 0.93188 | 5.9617 | 7.1951
| 0.80239 | 'Large' | 4 | 'Mid' | 'Mid' | 'In' | 'Mid' | 'AllOptions' | 1017 | 29266.38 | 10.0877 | 29215.5759 | ESR-4h-22 | 9.4776 | 2.2734 | 3.7297 | 16.0908 | 3.6374 | 1.2293 | 5.9617 | 8.002
| 0.88465 | 'Zero' | 8 | 'Mid' | 'Mid' | 'In' | 'Low' | 'Ref' | 1018 | 27856.5 | 9.4489 | 27888.466 | NY-4 | 6.6666 | 1.5991 | 3.6168 | 14.6649 | 3.1884 | 0.86523 | 5.9617 | 7.0142
| 1.1984 | 'Large' | 8 | 'Mid' | 'Mid' | 'In' | 'Low' | 'DERBreakthrough' | 1019 | 28095.27 | 9.6911 | 28100.6665 | NewCT1-1 | 6.5874 | 1.5801 | 3.6419 | 14.9131 | 3.2665 | 0.92856 | 5.9617 | 7.1861
| 1.1901 | 'Moderate' | 6 | 'Mid' | 'Mid' | 'In' | 'Low' | 'LimitedEE' | 1020 | 30710.37 | 13.6192 | 30258.466 | NewCT2-3 | 10.9922 | 2.6367 | 4.126 | 20.3819 | 4.9882 | 2.3244 | 5.9617 | 10.9735
| 1.1985 | 'Moderate' | 4 | 'Low' | 'Mid' | 'In' | 'High' | 'LimitedEE' | 1021 | 30710.37 | 16.0872 | 30088.126 | ESR-4h-21 | 10.1857 | 2.4433 | 4.0016 | 22.532 | 5.6676 | 2.8753 | 5.9617 | 12.4683
| 0.78238 | 'Moderate' | 4 | 'Mid' | 'Low' | 'In' | 'High' | 'DERBreakthrough' | 1022 | 28095.27 | 9.6911 | 28096.0341 | NewCT1-1 | 10.7844 | 2.5869 | 3.7264 | 16.0043 | 3.6102 | 1.2072 | 5.9617 | 7.9421
| 1.2127 | 'Moderate' | 4 | 'Mid' | 'High' | 'In' | 'Mid' | 'LimitedEE' | 1023 | 30710.37 | 10.4411 | 30623.8894 | NewCT2-2 | 8.2675 | 1.9831 | 3.3155 | 15.7398 | 3.5301 | 1.1422 | 5.9617 | 7.7659
| 0.96017 | 'Moderate' | 8 | 'Mid' | 'Mid' | 'In' | 'Low' | 'AllOptions' | 1024 | 29266.38 | 9.6911 | 29275.1907 | NewCT1-4 | 11.3995 | 2.7344 | 4.1411 | 16.5666 | 3.7841 | 1.3482 | 5.9617 | 8.3248
| 0.86843 | 'Large' | 6 | 'Mid' | 'High' | 'In' | 'Mid' | 'AllOptions' | 1025 | 29266.38 | 8.8832 | 29375.466 | CC-4 | 6.9028 | 1.6558 | 3.4073 | 13.9462 | 2.9634 | 0.68279 | 5.9617 | 6.5192
| 0.90105 | 'Moderate' | 4 | 'Mid' | 'Mid' | 'In' | 'Low' | 'LimitedEE' | 1026 | 30710.37 | 14.4698 | 30173.4443 | ESR-4h-29 | 8.9439 | 2.1454 | 4.1127 | 20.7279 | 5.0974 | 2.413 | 5.9617 | 11.2139
| 1.1452 | 'Moderate' | 8 | 'Low' | 'High' | 'In' | 'Mid' | 'LimitedEE' | 1027 | 30710.37 | 10.4411 | 30623.7491 | NewCT2-2 | 6.6388 | 1.5925 | 3.8747 | 15.9082 | 3.5786 | 1.1816 | 5.9617 | 7.8726
| 1.1366 | 'Zero' | 2 | 'Low' | 'High' | 'In' | 'Mid' | 'LimitedEE' | 1028 | 30710.37 | 14.4629 | 30174.126 | ESR-4h-23 | 7.7384 | 1.8562 | 3.7536 | 20.0726 | 4.8937 | 2.2478 | 5.9617 | 10.7656
| 0.99627 | 'Zero' | 6 | 'Mid' | 'Mid' | 'Out' | 'High' | 'LimitedEE' | 1029 | 30710.37 | 14.251 | 30194.966 | ESR-4h-26 | 8.9886 | 2.1561 | 3.8522 | 20.2593 | 4.9517 | 2.2949 | 5.9617 | 10.8934
| 1.0995 | 'Zero' | 4 | 'Low' | 'High' | 'Out' | 'Mid' | 'AllOptions' | 1030 | 29266.38 | 10.9994 | 29104.0938 | ESR-4h-18 | 12.8611 | 3.085 | 3.5499 | 17.6344 | 4.126 | 1.6254 | 5.9617 | 9.0768
| 1.0976 | 'Large' | 6 | 'Low' | 'High' | 'Out' | 'Mid' | 'LimitedEE' | 1031 | 30710.37 | 12.4195 | 30385.8294 | ESR-4h-23 | 7.6371 | 1.8319 | 3.1059 | 17.3573 | 4.0422 | 1.5575 | 5.9617 | 8.8926
| 1.0308 | 'Large' | 8 | 'High' | 'High' | 'In' | 'Low' | 'AllOptions' | 1032 | 29266.38 | 7.2616 | 29618.776 | CC-4 | 5.6595 | 1.3575 | 4.1139 | 12.733 | 2.5747 | 0.36765 | 5.9617 | 5.6641
| 0.97308 | 'Large' | 2 | 'High' | 'Low' | 'In' | 'High' | 'Ref' | 1033 | 27856.5 | 4.9286 | 28644.0581 | CC-4 | 2.9032 | 0.69641 | 3.2833 | 8.9083 | 1.0996 | 0 | 5.9617 | 2.4191
| 0.84149 | 'Zero' | 4 | 'Mid' | 'Mid' | 'In' | 'Low' | 'AllOptions' | 1034 | 29266.38 | 10.4411 | 29173.2755 | NewCT2-2 | 6.8577 | 1.645 | 3.7233 | 15.8093 | 3.5487 | 1.1573 | 5.9617 | 7.8067
| 1.1692 | 'Zero' | 4 | 'Mid' | 'High' | 'In' | 'High' | 'DERBreakthrough' | 1035 | 28095.27 | 4.6035 | 28955.466 | CC-4 | 4.7826 | 1.1472 | 2.4215 | 8.1722 | 0.79155 | 0 | 5.9617 | 1.7413
| 1.0693 | 'Zero' | 2 | 'High' | 'High' | 'In' | 'Low' | 'Ref' | 1036 | 27856.5 | 3.9773 | 28868.776 | CC-3 | 5.0261 | 1.2056 | 3.5944 | 8.7773 | 1.0395 | 0 | 5.9617 | 2.2869
| 0.86148 | 'Moderate' | 4 | 'High' | 'High' | 'In' | 'Mid' | 'Ref' | 1037 | 27856.5 | 2.7516 | 29232.776 | CC-2 | 3.8561 | 0.92497 | 2.3262 | 6.0028 | -0.14422 | 0 | 5.9617 | -0.31726
| 1.1084 | 'Large' | 6 | 'Low' | 'High' | 'Out' | 'Low' | 'LimitedEE' | 1038 | 30710.37 | 15.123 | 30141.2131 | ESR-4h-24 | 9.4581 | 2.2687 | 4.3012 | 21.6929 | 5.4004 | 2.6586 | 5.9617 | 11.8804
| 0.78708 | 'Moderate' | 8 | 'Mid' | 'Low' | 'In' | 'Mid' | 'LimitedEE' | 1039 | 30710.37 | 10.4411 | 30621.6651 | NewCT2-3 | 7.2422 | 1.7372 | 4.0617 | 16.24 | 3.6817 | 1.2652 | 5.9617 | 8.0995
| 1.1063 | 'Zero' | 4 | 'Mid' | 'Low' | 'In' | 'High' | 'LimitedEE' | 1040 | 30710.37 | 16.0872 | 29922.466 | ESR-4h-25 | 9.3928 | 2.2531 | 3.0355 | 21.3758 | 5.3108 | 2.586 | 5.9617 | 11.6834
| 0.93209 | 'Zero' | 4 | 'Low' | 'Low' | 'In' | 'Low' | 'AllOptions' | 1041 | 29266.38 | 12.2219 | 28963.3517 | ESR-4h-24 | 7.2529 | 1.7398 | 3.1067 | 17.0684 | 3.9511 | 1.4836 | 5.9617 | 8.692
| 0.79558 | 'Large' | 6 | 'Mid' | 'Mid' | 'In' | 'High' | 'LimitedEE' | 1042 | 30710.37 | 10.4411 | 30618.4683 | NewCT2-1 | 10.9993 | 2.6384 | 3.53 | 16.6095 | 3.8027 | 1.3633 | 5.9617 | 8.3657
| 1.1317 | 'Moderate' | 8 | 'Mid' | 'Mid' | 'In' | 'Mid' | 'Ref' | 1043 | 27856.5 | 6.5 | 28339.2899 | NY-5 | 8.4784 | 2.0337 | 3.4923 | 12.026 | 2.3568 | 0.19096 | 5.9617 | 5.1847
| 1.0017 | 'Zero' | 4 | 'Mid' | 'High' | 'Out' | 'Low' | 'LimitedEE' | 1044 | 30710.37 | 16.0872 | 29910.966 | ESR-4h-28 | 10.7401 | 2.5762 | 4.1283 | 22.7917 | 5.7485 | 2.9409 | 5.9617 | 12.6463
| 1.1018 | 'Large' | 8 | 'Mid' | 'High' | 'In' | 'Low' | 'AllOptions' | 1045 | 29266.38 | 9.6911 | 29274.6496 | NewCT1-1 | 6.4231 | 1.5407 | 1.7463 | 12.9781 | 2.6717 | 0.44629 | 5.9617 | 5.8775
| 0.76742 | 'Large' | 2 | 'Mid' | 'Low' | 'In' | 'High' | 'AllOptions' | 1046 | 29266.38 | 10.4411 | 29172.034 | NewCT2-1 | 7.4071 | 1.7767 | 4.1695 | 16.3873 | 3.7273 | 1.3022 | 5.9617 | 8.1998
| 0.83526 | 'Moderate' | 6 | 'Mid' | 'High' | 'Out' | 'High' | 'Ref' | 1047 | 27856.5 | 6.3984 | 28355.466 | NY-4 | 5.2414 | 1.2573 | 4.1701 | 11.8258 | 2.288 | 0.13517 | 5.9617 | 5.0334
| 1.0448 | 'Large' | 2 | 'High' | 'Low' | 'In' | 'Mid' | 'Ref' | 1048 | 27856.5 | 6.634 | 28314.0581 | CC-4 | 7.3089 | 1.7532 | 2.5729 | 10.9601 | 1.9937 | 0 | 5.9617 | 4.3861
| 0.87641 | 'Large' | 8 | 'High' | 'Mid' | 'Out' | 'High' | 'Ref' | 1049 | 27856.5 | 7.9174 | 28106.0581 | CC-4 | 7.5832 | 1.819 | 3.1321 | 12.8685 | 2.6256 | 0.40891 | 5.9617 | 5.7761
| 1.0038 | 'Zero' | 6 | 'High' | 'Low' | 'Out' | 'High' | 'AllOptions' | 1050 | 29266.38 | 10.4411 | 29179.3242 | NewCT2-2 | 10.5602 | 2.5331 | 3.5974 | 16.5716 | 3.7902 | 1.3532 | 5.9617 | 8.3382
| 1.0153 | 'Zero' | 8 | 'Low' | 'Low' | 'In' | 'High' | 'Ref' | 1051 | 27856.5 | 9.6911 | 27862.2719 | NewCT1-3 | 8.8237 | 2.1166 | 3.1074 | 14.915 | 3.2716 | 0.93266 | 5.9617 | 7.1972
| 1.1868 | 'Large' | 4 | 'Low' | 'Mid' | 'In' | 'Low' | 'LimitedEE' | 1052 | 30710.37 | 16.0872 | 29394.126 | ESR-4h-21 | 8.9334 | 2.1429 | 4.4724 | 22.7024 | 5.7175 | 2.9158 | 5.9617 | 12.578
| 1.0427 | 'Large' | 8 | 'Low' | 'Low' | 'In' | 'High' | 'AllOptions' | 1053 | 29266.38 | 10.4411 | 29171.3428 | NewCT2-1 | 8.0649 | 1.9345 | 3.5581 | 15.9337 | 3.5893 | 1.1902 | 5.9617 | 7.8961
| 1.0682 | 'Moderate' | 6 | 'Low' | 'Mid' | 'Out' | 'Mid' | 'AllOptions' | 1054 | 29266.38 | 12.0174 | 28985.77 | ESR-4h-19 | 12.2901 | 2.948 | 3.3778 | 18.3432 | 4.3511 | 1.8079 | 5.9617 | 9.572
| 0.86057 | 'Zero' | 8 | 'Mid' | 'Mid' | 'Out' | 'Mid' | 'DERBreakthrough' | 1055 | 28095.27 | 9.6911 | 28100.9082 | NewCT1-3 | 6.9736 | 1.6728 | 2.4746 | 13.8384 | 2.9371 | 0.66149 | 5.9617 | 6.4614
| 0.87936 | 'Large' | 8 | 'Mid' | 'High' | 'Out' | 'Low' | 'DERBreakthrough' | 1056 | 28095.27 | 9.6911 | 28102.0946 | NewCT1-1 | 8.0229 | 1.9245 | 4.1254 | 15.7409 | 3.5237 | 1.1371 | 5.9617 | 7.7519
| 1.0783 | 'Zero' | 2 | 'Low' | 'High' | 'Out' | 'High' | 'LimitedEE' | 1057 | 30710.37 | 16.0872 | 29923.626 | ESR-4h-30 | 10.8847 | 2.6109 | 3.0355 | 21.7336 | 5.4237 | 2.6776 | 5.9617 | 11.9317
| 1.1113 | 'Moderate' | 4 | 'Low' | 'High' | 'Out' | 'Mid' | 'AllOptions' | 1058 | 29266.38 | 11.1424 | 29087.0405 | ESR-4h-18 | 9.0976 | 2.1823 | 3.656 | 16.9807 | 3.9188 | 1.4574 | 5.9617 | 8.6211
| 0.97102 | 'Large' | 8 | 'Low' | 'Mid' | 'Out' | 'Low' | 'AllOptions' | 1059 | 29266.38 | 10.4411 | 29180.5861 | NewCT2-4 | 8.248 | 1.9785 | 2.8525 | 15.272 | 3.3863 | 1.0257 | 5.9617 | 7.4496
| 1.0063 | 'Zero' | 8 | 'Low' | 'Low' | 'In' | 'High' | 'Ref' | 1060 | 27856.5 | 9.6911 | 27862.2719 | NewCT1-3 | 10.6206 | 2.5476 | 3.9077 | 16.1464 | 3.6535 | 1.2423 | 5.9617 | 8.0374
| 1.2166 | 'Moderate' | 4 | 'Mid' | 'High' | 'In' | 'Low' | 'LimitedEE' | 1061 | 30710.37 | 11.473 | 30491.466 | NewCT2-2 | 12.1169 | 2.9065 | 4.2825 | 18.662 | 4.4441 | 1.8834 | 5.9617 | 9.7768
| 0.79249 | 'Moderate' | 8 | 'High' | 'High' | 'In' | 'Low' | 'AllOptions' | 1062 | 29266.38 | 7.2616 | 29618.776 | NY-5 | 5.1003 | 1.2234 | 3.586 | 12.0711 | 2.3702 | 0.20185 | 5.9617 | 5.2143
| 0.81634 | 'Zero' | 6 | 'Mid' | 'Low' | 'In' | 'High' | 'LimitedEE' | 1063 | 30710.37 | 10.4411 | 30619.0468 | NewCT2-3 | 5.7085 | 1.3693 | 2.2887 | 14.0991 | 3.0209 | 0.72943 | 5.9617 | 6.6458
| 1.1193 | 'Zero' | 2 | 'Mid' | 'High' | 'In' | 'High' | 'LimitedEE' | 1064 | 30710.37 | 11.8758 | 30445.466 | NewCT2-1 | 9.902 | 2.3752 | 3.2474 | 17.4984 | 4.0856 | 1.5926 | 5.9617 | 8.988
| 0.79254 | 'Zero' | 8 | 'High' | 'Low' | 'In' | 'Mid' | 'Ref' | 1065 | 27856.5 | 8.6 | 28005.9031 | NY-3 | 8.5951 | 2.0617 | 3.0019 | 13.6636 | 2.8776 | 0.6132 | 5.9617 | 6.3304
| 0.77526 | 'Large' | 2 | 'Mid' | 'Low' | 'In' | 'Low' | 'DERBreakthrough' | 1066 | 28095.27 | 9.6911 | 28097.4648 | NewCT1-1 | 6.7948 | 1.6299 | 3.1283 | 14.4492 | 3.1244 | 0.81335 | 5.9617 | 6.8735
| 0.82342 | 'Zero' | 8 | 'High' | 'Low' | 'In' | 'Mid' | 'Ref' | 1067 | 27856.5 | 8.6 | 28005.9031 | NY-3 | 6.9129 | 1.6582 | 4.1812 | 14.4394 | 3.1126 | 0.80374 | 5.9617 | 6.8474
| 1.1507 | 'Zero' | 4 | 'Mid' | 'Mid' | 'Out' | 'High' | 'Ref' | 1068 | 27856.5 | 9.6911 | 27864.7444 | NewCT1-2 | 8.1729 | 1.9605 | 3.5132 | 15.1647 | 3.347 | 0.99381 | 5.9617 | 7.3631
| 0.84881 | 'Zero' | 2 | 'Mid' | 'Low' | 'In' | 'Low' | 'Ref' | 1069 | 27856.5 | 10.4136 | 27764.466 | NY-5 | 6.8098 | 1.6335 | 2.6054 | 14.6524 | 3.1929 | 0.86885 | 5.9617 | 7.0241
| 0.91185 | 'Large' | 2 | 'Mid' | 'High' | 'In' | 'High' | 'AllOptions' | 1070 | 29266.38 | 6.7412 | 29705.466 | CC-4 | 6.6721 | 1.6005 | 3.093 | 11.4346 | 2.1735 | 0.042333 | 5.9617 | 4.7815
| 0.94196 | 'Zero' | 2 | 'High' | 'Mid' | 'In' | 'High' | 'Ref' | 1071 | 27856.5 | 5.3459 | 28556.0581 | CC-4 | 6.1365 | 1.472 | 3.1169 | 9.9348 | 1.5448 | 0 | 5.9617 | 3.3984
| 0.87396 | 'Large' | 4 | 'High' | 'High' | 'In' | 'Mid' | 'AllOptions' | 1072 | 29266.38 | 5.264 | 29982.776 | CC-4 | 3.7418 | 0.89755 | 2.6344 | 8.796 | 1.0585 | 0 | 5.9617 | 2.3286
| 0.76677 | 'Zero' | 8 | 'Mid' | 'High' | 'In' | 'High' | 'Ref' | 1073 | 27856.5 | 3.6518 | 28955.466 | CC-3 | 4.0444 | 0.97014 | 2.9194 | 7.5414 | 0.51347 | 0 | 5.9617 | 1.1296
| 1.2292 | 'Moderate' | 8 | 'Mid' | 'High' | 'In' | 'Mid' | 'LimitedEE' | 1074 | 30710.37 | 9.6911 | 30719.6689 | NewCT1-4 | 6.2316 | 1.4948 | 3.0509 | 14.2367 | 3.058 | 0.7595 | 5.9617 | 6.7274
| 1.2075 | 'Moderate' | 6 | 'Mid' | 'Mid' | 'In' | 'Mid' | 'Ref' | 1075 | 27856.5 | 6.5 | 28339.2899 | NY-5 | 8.8549 | 2.124 | 3.1427 | 11.7668 | 2.2779 | 0.12699 | 5.9617 | 5.0112
| 1.0213 | 'Moderate' | 2 | 'Mid' | 'Low' | 'Out' | 'Mid' | 'DERBreakthrough' | 1076 | 28095.27 | 13.6902 | 27636.4239 | ESR-4h-25 | 14.1663 | 3.3981 | 2.9933 | 20.0816 | 4.9028 | 2.2552 | 5.9617 | 10.7858
| 0.81428 | 'Large' | 2 | 'Mid' | 'Low' | 'In' | 'Low' | 'DERBreakthrough' | 1077 | 28095.27 | 10.2834 | 28019.6974 | ESR-4h-24 | 10.5806 | 2.538 | 2.947 | 15.7684 | 3.5422 | 1.1521 | 5.9617 | 7.7925
| 0.85549 | 'Zero' | 2 | 'Mid' | 'High' | 'In' | 'Mid' | 'LimitedEE' | 1078 | 30710.37 | 10.9616 | 30551.7384 | ESR-4h-26 | 12.1987 | 2.9261 | 4.3142 | 18.2019 | 4.2987 | 1.7654 | 5.9617 | 9.4568
| 0.86193 | 'Moderate' | 6 | 'Mid' | 'Mid' | 'Out' | 'Low' | 'AllOptions' | 1079 | 29266.38 | 11.0675 | 29095.5125 | ESR-4h-22 | 11.836 | 2.8391 | 3.368 | 17.2746 | 4.014 | 1.5346 | 5.9617 | 8.8304
| 0.94068 | 'Large' | 2 | 'Low' | 'Low' | 'In' | 'High' | 'LimitedEE' | 1080 | 30710.37 | 16.0872 | 29585.939 | ESR-4h-32 | 9.2801 | 2.226 | 2.5478 | 20.861 | 5.1524 | 2.4576 | 5.9617 | 11.3349
| 0.89143 | 'Large' | 2 | 'High' | 'Low' | 'In' | 'Mid' | 'AllOptions' | 1081 | 29266.38 | 11.4162 | 29054.0581 | NewCT2-1 | 11.5612 | 2.7732 | 3.0553 | 17.2448 | 4.0071 | 1.529 | 5.9617 | 8.8154
| 0.85931 | 'Large' | 4 | 'Mid' | 'Low' | 'Out' | 'Low' | 'AllOptions' | 1082 | 29266.38 | 16.0872 | 28315.5853 | ESR-4h-29 | 9.5689 | 2.2953 | 4.3449 | 22.7274 | 5.7264 | 2.923 | 5.9617 | 12.5977
| 0.7741 | 'Large' | 6 | 'Mid' | 'Mid' | 'In' | 'High' | 'Ref' | 1083 | 27856.5 | 4.5352 | 28732.466 | CC-4 | 5.7839 | 1.3874 | 2.7795 | 8.7022 | 1.0163 | 0 | 5.9617 | 2.2358
| 1.0846 | 'Large' | 2 | 'Low' | 'Mid' | 'In' | 'Mid' | 'DERBreakthrough' | 1084 | 28095.27 | 10.4411 | 28009.1772 | NewCT2-1 | 7.8273 | 1.8775 | 3.0152 | 15.3338 | 3.4045 | 1.0404 | 5.9617 | 7.4896
| 0.90207 | 'Large' | 2 | 'Mid' | 'High' | 'Out' | 'Low' | 'DERBreakthrough' | 1085 | 28095.27 | 9.6911 | 28102.0946 | NewCT1-1 | 8.428 | 2.0216 | 3.0013 | 14.714 | 3.209 | 0.88194 | 5.9617 | 7.0596
| 1.0048 | 'Zero' | 8 | 'Mid' | 'High' | 'In' | 'Low' | 'LimitedEE' | 1086 | 30710.37 | 10.4411 | 30623.7064 | NewCT2-1 | 8.5131 | 2.042 | 3.7654 | 16.2485 | 3.6869 | 1.2694 | 5.9617 | 8.1109
| 0.97353 | 'Large' | 2 | 'Low' | 'Low' | 'In' | 'Low' | 'Ref' | 1087 | 27856.5 | 10.723 | 27726.9246 | ESR-4h-19 | 6.7265 | 1.6135 | 4.3036 | 16.64 | 3.806 | 1.3659 | 5.9617 | 8.3728
| 1.0204 | 'Zero' | 4 | 'Mid' | 'High' | 'Out' | 'Low' | 'DERBreakthrough' | 1088 | 28095.27 | 9.6911 | 28101.1803 | NewCT1-2 | 6.8041 | 1.6321 | 2.8131 | 14.1363 | 3.0283 | 0.7354 | 5.9617 | 6.662
| 1.175 | 'Large' | 2 | 'Low' | 'Mid' | 'In' | 'Low' | 'Ref' | 1089 | 27856.5 | 10.4411 | 27768.4009 | NewCT2-1 | 6.0931 | 1.4616 | 3.3686 | 15.2712 | 3.3818 | 1.022 | 5.9617 | 7.4397
| 1.0417 | 'Moderate' | 8 | 'High' | 'High' | 'In' | 'Mid' | 'AllOptions' | 1090 | 29266.38 | 6.0285 | 29832.776 | NY-4 | 5.7963 | 1.3904 | 2.8454 | 10.2642 | 1.6901 | 0 | 5.9617 | 3.7181
| 1.1621 | 'Zero' | 6 | 'Mid' | 'High' | 'In' | 'Mid' | 'AllOptions' | 1091 | 29266.38 | 9.6911 | 29270.489 | NewCT1-1 | 7.5653 | 1.8147 | 3.5421 | 15.0479 | 3.3099 | 0.96372 | 5.9617 | 7.2815
| 0.99602 | 'Moderate' | 8 | 'Low' | 'Low' | 'In' | 'Mid' | 'Ref' | 1092 | 27856.5 | 9.6911 | 27865.2768 | NewCT1-3 | 5.9459 | 1.4263 | 3.3773 | 14.4947 | 3.1367 | 0.8233 | 5.9617 | 6.9005
| 0.9051 | 'Moderate' | 2 | 'Mid' | 'High' | 'In' | 'High' | 'Ref' | 1093 | 27856.5 | 3.5 | 28999.89 | NY-1 | 4.7748 | 1.1453 | 3.4553 | 8.1007 | 0.74891 | 0 | 5.9617 | 1.6475
| 0.96615 | 'Zero' | 8 | 'High' | 'Low' | 'In' | 'Low' | 'DERBreakthrough' | 1094 | 28095.27 | 9.6911 | 28101.4045 | NewCT1-1 | 7.3154 | 1.7548 | 3.2597 | 14.7056 | 3.2042 | 0.87804 | 5.9617 | 7.049
| 1.0343 | 'Large' | 4 | 'Mid' | 'High' | 'In' | 'High' | 'LimitedEE' | 1095 | 30710.37 | 10.4411 | 30624.5667 | NewCT2-1 | 9.3235 | 2.2364 | 3.7284 | 16.4059 | 3.7369 | 1.3099 | 5.9617 | 8.2208
| 0.95862 | 'Large' | 6 | 'Mid' | 'Mid' | 'In' | 'Low' | 'AllOptions' | 1096 | 29266.38 | 10.4411 | 29173.2755 | NewCT2-1 | 8.4451 | 2.0257 | 3.0782 | 15.545 | 3.4706 | 1.094 | 5.9617 | 7.635
| 0.94131 | 'Large' | 8 | 'High' | 'Mid' | 'Out' | 'High' | 'Ref' | 1097 | 27856.5 | 7.9174 | 28106.0581 | CC-4 | 7.3666 | 1.767 | 3.2288 | 12.9133 | 2.6389 | 0.41972 | 5.9617 | 5.8054
| 0.91059 | 'Moderate' | 6 | 'Mid' | 'Low' | 'Out' | 'High' | 'LimitedEE' | 1098 | 30710.37 | 16.0872 | 29749.5853 | ESR-4h-29 | 12.997 | 3.1176 | 3.8013 | 23.0061 | 5.8189 | 2.998 | 5.9617 | 12.8011
| 0.79014 | 'Moderate' | 4 | 'Mid' | 'High' | 'In' | 'High' | 'AllOptions' | 1099 | 29266.38 | 6.7412 | 29705.466 | NY-5 | 5.311 | 1.274 | 2.9774 | 10.9925 | 2.0031 | 0 | 5.9617 | 4.4067
| 1.1116 | 'Moderate' | 8 | 'Low' | 'High' | 'In' | 'Low' | 'AllOptions' | 1100 | 29266.38 | 9.6911 | 29274.8413 | NewCT1-3 | 9.2896 | 2.2283 | 3.0658 | 14.9851 | 3.294 | 0.95088 | 5.9617 | 7.2466
| 0.83297 | 'Moderate' | 6 | 'Mid' | 'High' | 'In' | 'Mid' | 'Ref' | 1101 | 27856.5 | 4.3 | 28788.9149 | NY-2 | 4.6494 | 1.1153 | 2.5566 | 7.9718 | 0.70348 | 0 | 5.9617 | 1.5476
| 1.1719 | 'Moderate' | 2 | 'Low' | 'High' | 'In' | 'High' | 'Ref' | 1102 | 27856.5 | 9.2136 | 27920.126 | NY-5 | 6.9725 | 1.6725 | 2.8204 | 13.7065 | 2.8926 | 0.62539 | 5.9617 | 6.3635
| 1.1356 | 'Moderate' | 6 | 'Low' | 'Mid' | 'In' | 'Mid' | 'DERBreakthrough' | 1103 | 28095.27 | 9.6911 | 28104.0725 | NewCT1-2 | 9.2907 | 2.2286 | 3.0374 | 14.9571 | 3.2854 | 0.94389 | 5.9617 | 7.2277
| 1.0299 | 'Zero' | 2 | 'Low' | 'Low' | 'In' | 'Low' | 'LimitedEE' | 1104 | 30710.37 | 16.0872 | 28541.126 | ESR-4h-27 | 9.7504 | 2.3389 | 4.5647 | 22.9907 | 5.8077 | 2.9889 | 5.9617 | 12.7764
| 0.87667 | 'Moderate' | 8 | 'Mid' | 'High' | 'In' | 'Low' | 'Ref' | 1105 | 27856.5 | 5 | 28630.6113 | NY-3 | 5.3574 | 1.2851 | 3.3455 | 9.6306 | 1.4108 | 0 | 5.9617 | 3.1037
| 0.7974 | 'Zero' | 2 | 'Mid' | 'Mid' | 'In' | 'Low' | 'DERBreakthrough' | 1106 | 28095.27 | 9.6911 | 28104.9506 | NewCT1-1 | 7.5617 | 1.8138 | 1.9418 | 13.4467 | 2.8179 | 0.56484 | 5.9617 | 6.1992
| 0.91282 | 'Zero' | 4 | 'Mid' | 'Mid' | 'In' | 'Mid' | 'DERBreakthrough' | 1107 | 28095.27 | 9.3 | 28148.5986 | NY-4 | 8.3637 | 2.0062 | 2.8247 | 14.1309 | 3.0265 | 0.73395 | 5.9617 | 6.6581
| 0.78111 | 'Large' | 2 | 'High' | 'Low' | 'In' | 'High' | 'DERBreakthrough' | 1108 | 28095.27 | 6.1235 | 28644.0581 | CC-4 | 6.955 | 1.6683 | 3.6438 | 11.4356 | 2.1692 | 0.038877 | 5.9617 | 4.7721
| 1.1465 | 'Zero' | 6 | 'Low' | 'Low' | 'In' | 'Low' | 'Ref' | 1109 | 27856.5 | 10.4411 | 27770.2984 | NewCT2-1 | 8.3634 | 2.0061 | 3.2934 | 15.7406 | 3.5305 | 1.1426 | 5.9617 | 7.7669
| 1.0343 | 'Zero' | 2 | 'Low' | 'Mid' | 'In' | 'Mid' | 'LimitedEE' | 1110 | 30710.37 | 16.0872 | 29637.626 | ESR-4h-28 | 9.3379 | 2.2399 | 2.073 | 20.4001 | 5.0109 | 2.3429 | 5.9617 | 11.0236
| 0.88282 | 'Zero' | 4 | 'Mid' | 'Mid' | 'In' | 'High' | 'Ref' | 1111 | 27856.5 | 7.745 | 28132.466 | NY-1 | 7.3744 | 1.7689 | 3.3176 | 12.8315 | 2.6124 | 0.39819 | 5.9617 | 5.747
| 1.2102 | 'Zero' | 2 | 'Mid' | 'High' | 'In' | 'Mid' | 'AllOptions' | 1112 | 29266.38 | 9.6911 | 29270.489 | NewCT1-1 | 10.8659 | 2.6064 | 2.6013 | 14.8988 | 3.2707 | 0.93191 | 5.9617 | 7.1952
| 1.0535 | 'Moderate' | 4 | 'Low' | 'Low' | 'Out' | 'Low' | 'DERBreakthrough' | 1113 | 28095.27 | 14.2196 | 27583.4419 | ESR-4h-22 | 11.4847 | 2.7548 | 3.8316 | 20.8061 | 5.1244 | 2.4349 | 5.9617 | 11.2733
| 0.94734 | 'Moderate' | 6 | 'High' | 'Mid' | 'In' | 'Mid' | 'DERBreakthrough' | 1114 | 28095.27 | 5.8 | 28706.1147 | NY-4 | 6.2169 | 1.4913 | 2.9369 | 10.2282 | 1.6735 | 0 | 5.9617 | 3.6816
| 0.98808 | 'Large' | 4 | 'Low' | 'High' | 'In' | 'Low' | 'DERBreakthrough' | 1115 | 28095.27 | 8.3795 | 28276.126 | ESR-4h-16 | 7.5373 | 1.808 | 3.1478 | 13.3352 | 2.7728 | 0.52822 | 5.9617 | 6.0998
| 1.0715 | 'Zero' | 4 | 'Low' | 'High' | 'In' | 'High' | 'Ref' | 1116 | 27856.5 | 8.5643 | 28012.2697 | ESR-4h-13 | 7.7707 | 1.864 | 3.5854 | 14.0136 | 2.9832 | 0.69883 | 5.9617 | 6.5628
| 0.93463 | 'Zero' | 4 | 'Low' | 'Mid' | 'In' | 'Mid' | 'AllOptions' | 1117 | 29266.38 | 10.4411 | 29180.4082 | NewCT2-1 | 8.9375 | 2.1438 | 2.9059 | 15.4908 | 3.4549 | 1.0813 | 5.9617 | 7.6006
| 1.1109 | 'Moderate' | 6 | 'Mid' | 'Low' | 'In' | 'Low' | 'Ref' | 1118 | 27856.5 | 9.6911 | 27864.157 | NewCT1-2 | 7.1465 | 1.7142 | 3.169 | 14.5743 | 3.1635 | 0.84507 | 5.9617 | 6.9595
| 1.1689 | 'Zero' | 8 | 'Low' | 'Low' | 'In' | 'High' | 'LimitedEE' | 1119 | 30710.37 | 12.3507 | 30392.8864 | ESR-4h-16 | 9.4289 | 2.2617 | 2.9588 | 17.5712 | 4.111 | 1.6132 | 5.9617 | 9.0438
| 0.76646 | 'Moderate' | 4 | 'Mid' | 'Mid' | 'In' | 'Low' | 'AllOptions' | 1120 | 29266.38 | 10.0428 | 29220.966 | NewCT1-2 | 9.6647 | 2.3183 | 2.8226 | 15.1837 | 3.3587 | 1.0033 | 5.9617 | 7.3889
| 0.87139 | 'Zero' | 2 | 'High' | 'High' | 'In' | 'Low' | 'DERBreakthrough' | 1121 | 28095.27 | 4.9935 | 28868.776 | CC-4 | 5.3491 | 1.2831 | 3.2091 | 9.4857 | 1.3498 | 0 | 5.9617 | 2.9695
| 1.1865 | 'Large' | 2 | 'Mid' | 'High' | 'In' | 'Mid' | 'LimitedEE' | 1122 | 30710.37 | 15.0713 | 30115.466 | NewCT2-1 | 15.7673 | 3.7821 | 3.0789 | 21.9323 | 5.4861 | 2.7281 | 5.9617 | 12.0689
| 1.136 | 'Zero' | 6 | 'Low' | 'High' | 'In' | 'Low' | 'Ref' | 1123 | 27856.5 | 9.1902 | 27924.8015 | ESR-4h-16 | 6.4876 | 1.5562 | 2.9943 | 13.7407 | 2.902 | 0.63298 | 5.9617 | 6.3841
| 1.212 | 'Moderate' | 8 | 'Low' | 'Mid' | 'In' | 'High' | 'LimitedEE' | 1124 | 30710.37 | 10.4411 | 30624.3063 | NewCT2-4 | 8.0954 | 1.9419 | 3.1663 | 15.5493 | 3.4712 | 1.0945 | 5.9617 | 7.6364
| 1.0355 | 'Moderate' | 2 | 'Mid' | 'High' | 'In' | 'Mid' | 'LimitedEE' | 1125 | 30710.37 | 13.9242 | 30227.9502 | ESR-4h-23 | 10.9521 | 2.6271 | 3.2587 | 19.81 | 4.8149 | 2.1839 | 5.9617 | 10.5924
| 0.79925 | 'Moderate' | 2 | 'High' | 'Mid' | 'Out' | 'High' | 'LimitedEE' | 1126 | 30710.37 | 16.0872 | 28846.0581 | NewCT2-1 | 11.54 | 2.7681 | 3.8072 | 22.6625 | 5.7104 | 2.91 | 5.9617 | 12.5625
| 1.2173 | 'Moderate' | 2 | 'Mid' | 'High' | 'In' | 'High' | 'Ref' | 1127 | 27856.5 | 3.5 | 28999.89 | NY-1 | 2.417 | 0.57976 | 3.0372 | 7.117 | 0.32885 | 0 | 5.9617 | 0.72345
| 0.89792 | 'Zero' | 4 | 'Mid' | 'High' | 'In' | 'Low' | 'AllOptions' | 1128 | 29266.38 | 9.6911 | 29269.9586 | NewCT1-2 | 6.7629 | 1.6222 | 3.3785 | 14.6918 | 3.1989 | 0.87371 | 5.9617 | 7.0373
| 0.99794 | 'Large' | 2 | 'Mid' | 'Mid' | 'In' | 'Mid' | 'LimitedEE' | 1129 | 30710.37 | 16.0872 | 29734.2481 | ESR-4h-28 | 9.8817 | 2.3703 | 2.7385 | 21.196 | 5.2566 | 2.542 | 5.9617 | 11.564
| 0.7788 | 'Large' | 4 | 'High' | 'High' | 'Out' | 'Low' | 'DERBreakthrough' | 1130 | 28095.27 | 7.4416 | 28418.776 | CC-4 | 6.9743 | 1.6729 | 2.5421 | 11.6566 | 2.2481 | 0.10285 | 5.9617 | 4.9457
| 1.0891 | 'Moderate' | 4 | 'Low' | 'Mid' | 'In' | 'Mid' | 'LimitedEE' | 1131 | 30710.37 | 14.8063 | 30141.2346 | ESR-4h-26 | 6.8023 | 1.6317 | 3.318 | 19.756 | 4.7974 | 2.1697 | 5.9617 | 10.5538
| 0.89583 | 'Zero' | 8 | 'Mid' | 'Mid' | 'Out' | 'Low' | 'LimitedEE' | 1132 | 30710.37 | 13.7839 | 30241.7245 | ESR-4h-27 | 10.4804 | 2.5139 | 3.1031 | 19.401 | 4.6871 | 2.0804 | 5.9617 | 10.3113
| 0.85011 | 'Large' | 4 | 'Mid' | 'Mid' | 'Out' | 'Low' | 'LimitedEE' | 1133 | 30710.37 | 16.0872 | 28973.4443 | ESR-4h-29 | 8.7724 | 2.1043 | 3.6267 | 21.8181 | 5.4455 | 2.6952 | 5.9617 | 11.9796
| 1.0868 | 'Moderate' | 8 | 'Mid' | 'Mid' | 'In' | 'High' | 'DERBreakthrough' | 1134 | 28095.27 | 6.4647 | 28582.466 | NY-4 | 6.7939 | 1.6297 | 3.0012 | 11.0956 | 2.0474 | 0 | 5.9617 | 4.5041
| 0.92182 | 'Large' | 4 | 'Mid' | 'Mid' | 'In' | 'Low' | 'Ref' | 1135 | 27856.5 | 8.3718 | 28038.466 | CC-4 | 6.2367 | 1.496 | 3.2877 | 13.1555 | 2.7149 | 0.4813 | 5.9617 | 5.9725
| 0.8982 | 'Moderate' | 2 | 'Mid' | 'Low' | 'In' | 'High' | 'DERBreakthrough' | 1136 | 28095.27 | 9.6911 | 28096.0341 | NewCT1-1 | 8.118 | 1.9473 | 3.2837 | 14.922 | 3.2723 | 0.93326 | 5.9617 | 7.1988
| 0.99694 | 'Large' | 2 | 'High' | 'High' | 'Out' | 'Mid' | 'LimitedEE' | 1137 | 30710.37 | 16.0872 | 29522.776 | NewCT2-1 | 10.9874 | 2.6356 | 3.2991 | 22.0219 | 5.5125 | 2.7495 | 5.9617 | 12.127
| 0.86669 | 'Zero' | 2 | 'High' | 'Mid' | 'In' | 'High' | 'LimitedEE' | 1138 | 30710.37 | 16.0872 | 30046.0581 | NewCT2-1 | 9.4142 | 2.2582 | 2.2836 | 20.629 | 5.0814 | 2.4 | 5.9617 | 11.1787
| 0.97278 | 'Moderate' | 2 | 'Low' | 'High' | 'In' | 'Mid' | 'LimitedEE' | 1139 | 30710.37 | 12.8915 | 30334.6064 | ESR-4h-25 | 7.7589 | 1.8611 | 4.0172 | 18.7698 | 4.4804 | 1.9127 | 5.9617 | 9.8564
| 0.97938 | 'Zero' | 6 | 'High' | 'Low' | 'In' | 'High' | 'LimitedEE' | 1140 | 30710.37 | 10.4411 | 30623.6207 | NewCT2-3 | 6.4521 | 1.5477 | 4.2504 | 16.2391 | 3.6799 | 1.2637 | 5.9617 | 8.0955
| 0.8031 | 'Zero' | 8 | 'High' | 'High' | 'In' | 'High' | 'Ref' | 1141 | 27856.5 | 2 | 29530.1452 | CC-2 | 2.3756 | 0.56984 | 2.5569 | 5.1268 | -0.52512 | 0 | 5.9617 | -1.1552
| 1.0677 | 'Large' | 8 | 'Low' | 'Low' | 'In' | 'Low' | 'LimitedEE' | 1142 | 30710.37 | 14.4541 | 30175.4553 | ESR-4h-21 | 7.5916 | 1.821 | 3.9035 | 20.1786 | 4.9258 | 2.2739 | 5.9617 | 10.8364
| 1.2353 | 'Moderate' | 2 | 'Mid' | 'High' | 'In' | 'High' | 'Ref' | 1143 | 27856.5 | 3.5 | 28999.89 | NY-1 | 3.7838 | 0.90762 | 3.0688 | 7.4764 | 0.48373 | 0 | 5.9617 | 1.0642
| 0.78993 | 'Zero' | 2 | 'High' | 'Low' | 'In' | 'High' | 'AllOptions' | 1144 | 29266.38 | 10.4411 | 29180.4641 | NewCT2-1 | 10.0574 | 2.4125 | 3.3728 | 16.2264 | 3.6832 | 1.2664 | 5.9617 | 8.1026
| 0.80509 | 'Large' | 4 | 'Mid' | 'High' | 'In' | 'Low' | 'Ref' | 1145 | 27856.5 | 3.75 | 28930.8902 | NY-5 | 2.9315 | 0.70319 | 2.0839 | 6.5371 | 0.089271 | 0 | 5.9617 | 0.19639
| 0.94407 | 'Moderate' | 4 | 'Mid' | 'Low' | 'In' | 'High' | 'Ref' | 1146 | 27856.5 | 8.0339 | 28088.466 | NY-5 | 5.8895 | 1.4127 | 3.2701 | 12.7167 | 2.5766 | 0.36915 | 5.9617 | 5.6682
| 1.0045 | 'Large' | 6 | 'Low' | 'Mid' | 'In' | 'Mid' | 'Ref' | 1147 | 27856.5 | 9.6911 | 27864.9962 | NewCT1-1 | 8.9399 | 2.1444 | 2.8474 | 14.6829 | 3.2005 | 0.87502 | 5.9617 | 7.0408
| 1.2005 | 'Moderate' | 2 | 'Mid' | 'Low' | 'Out' | 'Low' | 'DERBreakthrough' | 1148 | 28095.27 | 16.0872 | 26934.466 | NewCT2-1 | 13.3156 | 3.194 | 3.728 | 23.0093 | 5.8205 | 2.9993 | 5.9617 | 12.8046
| 0.90914 | 'Zero' | 4 | 'Mid' | 'High' | 'In' | 'High' | 'LimitedEE' | 1149 | 30710.37 | 10.4411 | 30624.5667 | NewCT2-1 | 6.5034 | 1.56 | 3.6155 | 15.6165 | 3.4887 | 1.1087 | 5.9617 | 7.6749
| 1.1758 | 'Zero' | 8 | 'Low' | 'High' | 'In' | 'Mid' | 'AllOptions' | 1150 | 29266.38 | 9.6911 | 29270.0792 | NewCT1-3 | 7.4758 | 1.7932 | 3.0547 | 14.539 | 3.1534 | 0.83682 | 5.9617 | 6.9372
| 1.2318 | 'Zero' | 2 | 'Low' | 'Mid' | 'Out' | 'Low' | 'AllOptions' | 1151 | 29266.38 | 16.0872 | 27454.126 | ESR-4h-21 | 9.2867 | 2.2276 | 3.801 | 22.1158 | 5.538 | 2.7702 | 5.9617 | 12.1831
| 1.052 | 'Zero' | 2 | 'Mid' | 'Mid' | 'Out' | 'Mid' | 'AllOptions' | 1152 | 29266.38 | 16.0872 | 28384.966 | ESR-4h-26 | 10.0182 | 2.4031 | 3.341 | 21.8312 | 5.452 | 2.7005 | 5.9617 | 11.9939
| 1.1517 | 'Moderate' | 8 | 'Mid' | 'High' | 'In' | 'Mid' | 'AllOptions' | 1153 | 29266.38 | 8.8832 | 29375.466 | NY-5 | 7.6779 | 1.8417 | 4.247 | 14.9718 | 3.28 | 0.93951 | 5.9617 | 7.2158
| 1.0193 | 'Moderate' | 4 | 'Mid' | 'High' | 'In' | 'Mid' | 'AllOptions' | 1154 | 29266.38 | 8.8832 | 29375.466 | NY-5 | 7.0054 | 1.6804 | 3.3092 | 13.8728 | 2.941 | 0.66465 | 5.9617 | 6.47
| 0.98984 | 'Zero' | 4 | 'Low' | 'Mid' | 'Out' | 'Mid' | 'Ref' | 1155 | 27856.5 | 10.4411 | 27768.8039 | NewCT2-1 | 9.3341 | 2.239 | 2.368 | 15.0481 | 3.3197 | 0.97168 | 5.9617 | 7.3031
| 1.0888 | 'Large' | 2 | 'Low' | 'High' | 'In' | 'Mid' | 'LimitedEE' | 1156 | 30710.37 | 14.4629 | 30174.126 | ESR-4h-23 | 8.65 | 2.0749 | 3.3081 | 19.8459 | 4.8258 | 2.1928 | 5.9617 | 10.6164
| 1.136 | 'Zero' | 2 | 'Low' | 'Low' | 'Out' | 'Mid' | 'Ref' | 1157 | 27856.5 | 15.5778 | 27218.0287 | ESR-4h-22 | 8.5344 | 2.0472 | 3.0736 | 20.6986 | 5.0968 | 2.4125 | 5.9617 | 11.2126
| 0.96234 | 'Zero' | 8 | 'Mid' | 'High' | 'Out' | 'Mid' | 'AllOptions' | 1158 | 29266.38 | 9.6911 | 29275.6127 | NewCT1-4 | 6.9765 | 1.6735 | 3.3468 | 14.7113 | 3.2053 | 0.87892 | 5.9617 | 7.0514
| 1.1782 | 'Zero' | 4 | 'Mid' | 'Mid' | 'In' | 'High' | 'Ref' | 1159 | 27856.5 | 7.745 | 28132.466 | NY-1 | 4.6908 | 1.1252 | 2.7176 | 11.5878 | 2.2249 | 0.084056 | 5.9617 | 4.8947
| 0.992 | 'Large' | 4 | 'Mid' | 'Low' | 'In' | 'Low' | 'DERBreakthrough' | 1160 | 28095.27 | 9.6911 | 28098.8276 | NewCT1-2 | 8.4902 | 2.0365 | 3.8898 | 15.6174 | 3.4867 | 1.1071 | 5.9617 | 7.6705
| 1.0793 | 'Large' | 4 | 'Mid' | 'Low' | 'Out' | 'High' | 'AllOptions' | 1161 | 29266.38 | 14.6443 | 28716.5731 | ESR-4h-25 | 12.1481 | 2.914 | 2.7739 | 20.3322 | 4.9837 | 2.3208 | 5.9617 | 10.9637
| 0.97451 | 'Moderate' | 2 | 'Mid' | 'Mid' | 'In' | 'Mid' | 'LimitedEE' | 1162 | 30710.37 | 16.0872 | 29797.4443 | ESR-4h-29 | 8.6572 | 2.0766 | 4.6905 | 22.8543 | 5.7636 | 2.9531 | 5.9617 | 12.6794
| 1.1575 | 'Moderate' | 2 | 'Mid' | 'High' | 'Out' | 'Low' | 'AllOptions' | 1163 | 29266.38 | 15.9315 | 28648.5364 | ESR-4h-23 | 10.8818 | 2.6102 | 3.1455 | 21.6872 | 5.4082 | 2.665 | 5.9617 | 11.8975
| 1.0843 | 'Moderate' | 6 | 'Mid' | 'Mid' | 'In' | 'High' | 'Ref' | 1164 | 27856.5 | 5.8 | 28467.4894 | NY-4 | 3.4444 | 0.82622 | 2.808 | 9.4342 | 1.3321 | 0 | 5.9617 | 2.9306
| 1.0562 | 'Moderate' | 4 | 'Low' | 'High' | 'In' | 'High' | 'Ref' | 1165 | 27856.5 | 8.416 | 28033.3204 | ESR-4h-10 | 6.1648 | 1.4787 | 2.4911 | 12.3858 | 2.4786 | 0.28975 | 5.9617 | 5.4528
| 0.86133 | 'Large' | 4 | 'Mid' | 'Low' | 'Out' | 'Low' | 'Ref' | 1166 | 27856.5 | 11.0577 | 27686.5294 | ESR-4h-22 | 10.9896 | 2.6361 | 2.4746 | 16.1684 | 3.6723 | 1.2576 | 5.9617 | 8.0788
| 0.92943 | 'Moderate' | 2 | 'Mid' | 'Mid' | 'In' | 'Low' | 'AllOptions' | 1167 | 29266.38 | 12.1783 | 28967.9266 | ESR-4h-24 | 9.0367 | 2.1676 | 2.4914 | 16.8373 | 3.8832 | 1.4286 | 5.9617 | 8.5428
| 0.88621 | 'Moderate' | 4 | 'High' | 'Low' | 'In' | 'Mid' | 'Ref' | 1168 | 27856.5 | 6.634 | 28314.0581 | NY-5 | 5.6329 | 1.3512 | 3.6342 | 11.6194 | 2.2273 | 0.085967 | 5.9617 | 4.8999
| 1.0073 | 'Moderate' | 6 | 'High' | 'Low' | 'In' | 'Mid' | 'DERBreakthrough' | 1169 | 28095.27 | 8.122 | 28314.0581 | NY-5 | 6.5293 | 1.5662 | 3.3717 | 13.0599 | 2.684 | 0.45626 | 5.9617 | 5.9046
| 1.0717 | 'Zero' | 8 | 'High' | 'Low' | 'In' | 'High' | 'AllOptions' | 1170 | 29266.38 | 9.6911 | 29269.7218 | NewCT1-3 | 9.2707 | 2.2238 | 3.0131 | 14.928 | 3.2764 | 0.9366 | 5.9617 | 7.2079
| 1.145 | 'Moderate' | 2 | 'Low' | 'Mid' | 'In' | 'Low' | 'DERBreakthrough' | 1171 | 28095.27 | 11.3142 | 27895.6784 | ESR-4h-15 | 7.7566 | 1.8606 | 3.5191 | 16.6939 | 3.8295 | 1.385 | 5.9617 | 8.4245
| 0.825 | 'Zero' | 8 | 'Mid' | 'High' | 'In' | 'Low' | 'Ref' | 1172 | 27856.5 | 6.9425 | 28261.466 | CC-4 | 6.2821 | 1.5069 | 2.3 | 10.7494 | 1.9059 | 0 | 5.9617 | 4.1927
| 0.89844 | 'Zero' | 6 | 'Mid' | 'Mid' | 'In' | 'Low' | 'DERBreakthrough' | 1173 | 28095.27 | 9.6911 | 28104.9506 | NewCT1-1 | 7.9534 | 1.9078 | 2.9406 | 14.5394 | 3.1544 | 0.83769 | 5.9617 | 6.9395
| 1.0062 | 'Large' | 2 | 'High' | 'High' | 'In' | 'Mid' | 'LimitedEE' | 1174 | 30710.37 | 10.4411 | 30622.6865 | NewCT2-1 | 8.9426 | 2.1451 | 2.3574 | 14.9435 | 3.2868 | 0.945 | 5.9617 | 7.2307
| 0.9844 | 'Large' | 6 | 'Low' | 'High' | 'In' | 'High' | 'DERBreakthrough' | 1175 | 28095.27 | 7.7188 | 28375.5252 | ESR-4h-13 | 6.6928 | 1.6054 | 3.0974 | 12.4216 | 2.4849 | 0.29483 | 5.9617 | 5.4666
| 0.85506 | 'Zero' | 2 | 'Mid' | 'High' | 'In' | 'High' | 'LimitedEE' | 1176 | 30710.37 | 10.9544 | 30552.8153 | ESR-4h-23 | 7.2137 | 1.7304 | 3.8266 | 16.5114 | 3.7693 | 1.3362 | 5.9617 | 8.2922
| 0.87634 | 'Large' | 6 | 'Mid' | 'Mid' | 'In' | 'High' | 'DERBreakthrough' | 1177 | 28095.27 | 5.6578 | 28732.466 | CC-4 | 3.6984 | 0.88714 | 3.5298 | 10.0747 | 1.6005 | 0 | 5.9617 | 3.521
| 1.1248 | 'Large' | 8 | 'Low' | 'Low' | 'In' | 'High' | 'AllOptions' | 1178 | 29266.38 | 10.4411 | 29179.4701 | NewCT2-2 | 8.7309 | 2.0943 | 4.5828 | 17.1182 | 3.9545 | 1.4864 | 5.9617 | 8.6996
| 0.98466 | 'Zero' | 2 | 'Mid' | 'Low' | 'In' | 'Mid' | 'LimitedEE' | 1179 | 30710.37 | 16.0872 | 29139.5853 | ESR-4h-29 | 7.5826 | 1.8189 | 4.7693 | 22.6753 | 5.7065 | 2.9068 | 5.9617 | 12.5538
| 0.86516 | 'Zero' | 4 | 'High' | 'High' | 'Out' | 'Mid' | 'Ref' | 1180 | 27856.5 | 7.4242 | 28182.776 | NY-1 | 9.2312 | 2.2143 | 2.4048 | 12.0433 | 2.3713 | 0.20271 | 5.9617 | 5.2166
| 0.96841 | 'Zero' | 8 | 'Mid' | 'High' | 'In' | 'High' | 'DERBreakthrough' | 1181 | 28095.27 | 4.6035 | 28955.466 | CC-4 | 3.7905 | 0.90922 | 2.9377 | 8.4504 | 0.90582 | 0 | 5.9617 | 1.9927
| 1.193 | 'Zero' | 2 | 'Mid' | 'Low' | 'In' | 'High' | 'AllOptions' | 1182 | 29266.38 | 13.4828 | 28828.466 | NewCT2-1 | 11.6519 | 2.795 | 3.8612 | 20.1389 | 4.9137 | 2.264 | 5.9617 | 10.8097
| 1.1224 | 'Large' | 2 | 'Mid' | 'High' | 'In' | 'High' | 'AllOptions' | 1183 | 29266.38 | 6.7412 | 29705.466 | CC-4 | 7.1385 | 1.7123 | 2.4122 | 10.8657 | 1.9548 | 0 | 5.9617 | 4.3004
| 0.99946 | 'Moderate' | 8 | 'Low' | 'High' | 'In' | 'Low' | 'LimitedEE' | 1184 | 30710.37 | 10.4411 | 30616.455 | NewCT2-2 | 7.7966 | 1.8702 | 2.2932 | 14.6045 | 3.1804 | 0.85869 | 5.9617 | 6.9965
| 0.78566 | 'Moderate' | 6 | 'Mid' | 'High' | 'In' | 'Low' | 'LimitedEE' | 1185 | 30710.37 | 9.8126 | 30695.1103 | ESR-4h-28 | 6.2218 | 1.4924 | 2.9102 | 14.2152 | 3.0524 | 0.75495 | 5.9617 | 6.715
| 0.80633 | 'Zero' | 4 | 'Mid' | 'Low' | 'In' | 'Low' | 'DERBreakthrough' | 1186 | 28095.27 | 10.1 | 28044.12 | NY-5 | 11.1165 | 2.6665 | 3.024 | 15.7906 | 3.5485 | 1.1572 | 5.9617 | 7.8065
| 1.1586 | 'Moderate' | 8 | 'Low' | 'Low' | 'In' | 'Low' | 'AllOptions' | 1187 | 29266.38 | 10.4411 | 29177.1349 | NewCT2-4 | 7.2792 | 1.7461 | 4.3256 | 16.5128 | 3.7656 | 1.3332 | 5.9617 | 8.2841
| 0.95229 | 'Large' | 8 | 'High' | 'Mid' | 'In' | 'Low' | 'Ref' | 1188 | 27856.5 | 5.0773 | 28612.0581 | CC-4 | 3.122 | 0.74887 | 2.5112 | 8.3374 | 0.86187 | 0 | 5.9617 | 1.896
| 1.03 | 'Large' | 6 | 'High' | 'High' | 'In' | 'High' | 'AllOptions' | 1189 | 29266.38 | 3.8466 | 30312.776 | NY-5 | 3.7203 | 0.89239 | 2.2875 | 7.0265 | 0.2983 | 0 | 5.9617 | 0.65624
| 0.84545 | 'Large' | 2 | 'Mid' | 'Low' | 'In' | 'Mid' | 'AllOptions' | 1190 | 29266.38 | 12.7899 | 28901.3126 | ESR-4h-29 | 11.5123 | 2.7615 | 3.4369 | 18.9883 | 4.5541 | 1.9725 | 5.9617 | 10.0187
| 0.80476 | 'Moderate' | 6 | 'Mid' | 'High' | 'In' | 'Low' | 'Ref' | 1191 | 27856.5 | 5 | 28630.6113 | NY-3 | 5.3874 | 1.2923 | 4.0848 | 10.3771 | 1.7248 | 0 | 5.9617 | 3.7944
| 1.049 | 'Moderate' | 6 | 'Low' | 'High' | 'In' | 'Low' | 'DERBreakthrough' | 1192 | 28095.27 | 8.3795 | 28276.126 | ESR-4h-16 | 6.8298 | 1.6383 | 2.6297 | 12.6474 | 2.56 | 0.35574 | 5.9617 | 5.6318
| 0.81587 | 'Zero' | 8 | 'Mid' | 'High' | 'In' | 'Low' | 'DERBreakthrough' | 1193 | 28095.27 | 7.4877 | 28411.466 | NY-1 | 5.6491 | 1.3551 | 3.4015 | 12.2442 | 2.4264 | 0.2474 | 5.9617 | 5.3379
| 0.96792 | 'Zero' | 8 | 'High' | 'Low' | 'In' | 'High' | 'Ref' | 1194 | 27856.5 | 7.8 | 28125.7302 | NY-2 | 5.354 | 1.2843 | 2.8819 | 11.9662 | 2.343 | 0.17976 | 5.9617 | 5.1543
| 1.205 | 'Moderate' | 2 | 'Low' | 'Low' | 'Out' | 'Mid' | 'DERBreakthrough' | 1195 | 28095.27 | 16.0872 | 27085.626 | ESR-4h-20 | 11.3732 | 2.7281 | 3.9761 | 22.7914 | 5.7497 | 2.9419 | 5.9617 | 12.6488
| 1.1019 | 'Zero' | 6 | 'Low' | 'Mid' | 'In' | 'Mid' | 'Ref' | 1196 | 27856.5 | 9.6911 | 27866.2039 | NewCT1-2 | 6.7738 | 1.6248 | 3.3523 | 14.6682 | 3.1917 | 0.86787 | 5.9617 | 7.0214
| 1.0618 | 'Zero' | 6 | 'Mid' | 'Mid' | 'In' | 'Low' | 'Ref' | 1197 | 27856.5 | 9.4489 | 27888.466 | NY-4 | 6.0216 | 1.4444 | 2.5811 | 13.4745 | 2.8214 | 0.56766 | 5.9617 | 6.2068
| 1.1705 | 'Moderate' | 6 | 'Mid' | 'Mid' | 'In' | 'High' | 'Ref' | 1198 | 27856.5 | 5.8 | 28467.4894 | NY-4 | 4.4353 | 1.0639 | 4.1002 | 10.9641 | 1.9781 | 0 | 5.9617 | 4.3516
| 1.0922 | 'Large' | 8 | 'Mid' | 'Low' | 'In' | 'High' | 'AllOptions' | 1199 | 29266.38 | 9.6911 | 29272.5769 | NewCT1-4 | 8.7791 | 2.1059 | 2.8325 | 14.6294 | 3.1837 | 0.86143 | 5.9617 | 7.0039
| 0.83694 | 'Moderate' | 8 | 'High' | 'Low' | 'In' | 'Mid' | 'AllOptions' | 1200 | 29266.38 | 9.6911 | 29275.9636 | NewCT1-3 | 7.3388 | 1.7604 | 3.185 | 14.6364 | 3.183 | 0.86085 | 5.9617 | 7.0024
| 1.1914 | 'Large' | 2 | 'Low' | 'High' | 'In' | 'Mid' | 'Ref' | 1201 | 27856.5 | 9.6911 | 27864.2489 | NewCT1-1 | 7.7945 | 1.8697 | 3.5189 | 15.0797 | 3.3201 | 0.972 | 5.9617 | 7.304
| 0.84561 | 'Large' | 8 | 'High' | 'Low' | 'Out' | 'High' | 'LimitedEE' | 1202 | 30710.37 | 12.2471 | 30404.0581 | NewCT2-4 | 11.1339 | 2.6707 | 3.3075 | 18.2252 | 4.3144 | 1.7782 | 5.9617 | 9.4914
| 1.1378 | 'Large' | 4 | 'Mid' | 'Mid' | 'In' | 'High' | 'LimitedEE' | 1203 | 30710.37 | 14.0748 | 30212.466 | NewCT2-2 | 11.2098 | 2.6889 | 2.7274 | 19.4911 | 4.7187 | 2.1059 | 5.9617 | 10.3807
| 0.92411 | 'Moderate' | 4 | 'High' | 'Mid' | 'Out' | 'Mid' | 'LimitedEE' | 1204 | 30710.37 | 16.0872 | 29256.0581 | NewCT2-2 | 12.0234 | 2.8841 | 3.0985 | 22.0698 | 5.5293 | 2.7631 | 5.9617 | 12.1639
| 0.81471 | 'Moderate' | 4 | 'High' | 'Low' | 'In' | 'Low' | 'DERBreakthrough' | 1205 | 28095.27 | 9.6911 | 28104.8475 | NewCT1-1 | 8.3055 | 1.9922 | 4.6835 | 16.3669 | 3.7166 | 1.2935 | 5.9617 | 8.1762
| 1.0429 | 'Zero' | 8 | 'High' | 'High' | 'In' | 'Mid' | 'AllOptions' | 1206 | 29266.38 | 7.8071 | 29532.776 | NY-2 | 8.305 | 1.9921 | 3.998 | 13.7973 | 2.9115 | 0.64071 | 5.9617 | 6.405
| 0.8993 | 'Moderate' | 4 | 'High' | 'Low' | 'Out' | 'High' | 'AllOptions' | 1207 | 29266.38 | 12.5767 | 28924.0581 | NewCT2-2 | 11.2342 | 2.6948 | 3.6788 | 18.9502 | 4.5401 | 1.9612 | 5.9617 | 9.9879
| 1.0916 | 'Large' | 8 | 'Mid' | 'Mid' | 'In' | 'Mid' | 'Ref' | 1208 | 27856.5 | 6.1388 | 28402.466 | CC-4 | 5.0902 | 1.221 | 3.6346 | 10.9944 | 1.9965 | 0 | 5.9617 | 4.3921
| 0.92299 | 'Zero' | 2 | 'High' | 'High' | 'In' | 'Mid' | 'AllOptions' | 1209 | 29266.38 | 7.8071 | 29532.776 | NY-2 | 5.7577 | 1.3811 | 2.7637 | 11.9519 | 2.3395 | 0.17691 | 5.9617 | 5.1466
| 1.0128 | 'Moderate' | 4 | 'Low' | 'Low' | 'In' | 'Low' | 'DERBreakthrough' | 1210 | 28095.27 | 10.4411 | 28002.6608 | NewCT2-2 | 6.0707 | 1.4562 | 3.8038 | 15.7011 | 3.5138 | 1.1291 | 5.9617 | 7.7301
| 0.78596 | 'Zero' | 6 | 'High' | 'Low' | 'In' | 'Low' | 'AllOptions' | 1211 | 29266.38 | 10.4411 | 29179.2624 | NewCT2-1 | 7.1512 | 1.7154 | 3.7596 | 15.916 | 3.582 | 1.1844 | 5.9617 | 7.8802
| 1.2299 | 'Zero' | 8 | 'Mid' | 'Mid' | 'In' | 'Low' | 'AllOptions' | 1212 | 29266.38 | 9.6911 | 29274.0537 | NewCT1-4 | 6.5954 | 1.582 | 4.0938 | 15.3669 | 3.406 | 1.0416 | 5.9617 | 7.4929
| 1.1974 | 'Large' | 6 | 'Low' | 'Mid' | 'In' | 'Low' | 'DERBreakthrough' | 1213 | 28095.27 | 9.7864 | 28082.9604 | ESR-4h-14 | 7.3231 | 1.7566 | 3.3259 | 14.869 | 3.2552 | 0.9194 | 5.9617 | 7.1612
| 0.77121 | 'Large' | 2 | 'High' | 'Low' | 'In' | 'High' | 'Ref' | 1214 | 27856.5 | 4.9286 | 28644.0581 | CC-4 | 3.3098 | 0.79393 | 2.9252 | 8.6478 | 0.99118 | 0 | 5.9617 | 2.1805
| 0.82443 | 'Moderate' | 8 | 'Mid' | 'High' | 'In' | 'High' | 'DERBreakthrough' | 1215 | 28095.27 | 3.9854 | 29105.466 | NY-1 | 6.0765 | 1.4576 | 3.905 | 9.348 | 1.2824 | 0 | 5.9617 | 2.8213
| 1.163 | 'Zero' | 6 | 'Mid' | 'Low' | 'In' | 'Low' | 'AllOptions' | 1216 | 29266.38 | 10.4411 | 29176.8485 | NewCT2-2 | 5.3742 | 1.2891 | 4.0709 | 15.8011 | 3.5432 | 1.1529 | 5.9617 | 7.7947
| 1.1769 | 'Moderate' | 4 | 'Mid' | 'Low' | 'In' | 'Low' | 'Ref' | 1217 | 27856.5 | 9.6911 | 27864.157 | NewCT1-2 | 6.6392 | 1.5925 | 2.8034 | 14.087 | 3.0128 | 0.72286 | 5.9617 | 6.628
| 0.79083 | 'Moderate' | 6 | 'Mid' | 'Mid' | 'In' | 'Mid' | 'LimitedEE' | 1218 | 30710.37 | 10.4411 | 30621.2349 | NewCT2-2 | 6.6735 | 1.6008 | 3.1198 | 15.1616 | 3.3493 | 0.99566 | 5.9617 | 7.3682
| 0.90539 | 'Moderate' | 2 | 'Mid' | 'Low' | 'In' | 'High' | 'Ref' | 1219 | 27856.5 | 8.0339 | 28088.466 | NY-5 | 11.4928 | 2.7568 | 2.6678 | 13.4585 | 2.8156 | 0.56298 | 5.9617 | 6.1941
| 0.93824 | 'Zero' | 8 | 'High' | 'Low' | 'In' | 'Low' | 'DERBreakthrough' | 1220 | 28095.27 | 9.6911 | 28101.4045 | NewCT1-1 | 9.3517 | 2.2432 | 1.7777 | 13.712 | 2.903 | 0.63384 | 5.9617 | 6.3864
| 1.1812 | 'Moderate' | 6 | 'Low' | 'High' | 'Out' | 'Low' | 'LimitedEE' | 1221 | 30710.37 | 16.0872 | 30090.126 | ESR-4h-23 | 12.5332 | 3.0063 | 3.4952 | 22.5887 | 5.6897 | 2.8932 | 5.9617 | 12.5169
| 0.77395 | 'Moderate' | 2 | 'Mid' | 'Low' | 'In' | 'Mid' | 'DERBreakthrough' | 1222 | 28095.27 | 9.6198 | 28104.7959 | ESR-4h-25 | 7.8959 | 1.894 | 3.1944 | 14.7082 | 3.2056 | 0.87915 | 5.9617 | 7.052
| 1.0354 | 'Zero' | 8 | 'High' | 'High' | 'In' | 'High' | 'AllOptions' | 1223 | 29266.38 | 7.1 | 29646.9644 | NY-1 | 7.0357 | 1.6877 | 2.7463 | 11.534 | 2.2077 | 0.0701 | 5.9617 | 4.8568
| 0.90242 | 'Moderate' | 8 | 'Mid' | 'Mid' | 'In' | 'Low' | 'LimitedEE' | 1224 | 30710.37 | 10.4411 | 30616.209 | NewCT2-3 | 10.8814 | 2.6101 | 3.0321 | 16.0833 | 3.6408 | 1.2321 | 5.9617 | 8.0096
| 1.1786 | 'Large' | 6 | 'Mid' | 'Low' | 'In' | 'High' | 'Ref' | 1225 | 27856.5 | 8.0339 | 28088.466 | CC-4 | 4.8537 | 1.1643 | 3.4366 | 12.6347 | 2.5493 | 0.34706 | 5.9617 | 5.6083
| 1.0713 | 'Large' | 8 | 'High' | 'Mid' | 'In' | 'Mid' | 'DERBreakthrough' | 1226 | 28095.27 | 4.5145 | 28976.0581 | CC-4 | 5.0041 | 1.2003 | 2.5473 | 8.2622 | 0.82897 | 0 | 5.9617 | 1.8237
| 0.82816 | 'Zero' | 8 | 'High' | 'Mid' | 'In' | 'High' | 'DERBreakthrough' | 1227 | 28095.27 | 6.6154 | 28556.0581 | CC-4 | 5.1836 | 1.2434 | 4.0958 | 11.9546 | 2.3292 | 0.16862 | 5.9617 | 5.1241
| 0.99984 | 'Large' | 6 | 'High' | 'Low' | 'In' | 'High' | 'AllOptions' | 1228 | 29266.38 | 9.6911 | 29274.7577 | NewCT1-2 | 8.7464 | 2.098 | 3.3676 | 15.1567 | 3.3457 | 0.99274 | 5.9617 | 7.3602
| 0.91756 | 'Zero' | 4 | 'Mid' | 'High' | 'In' | 'Low' | 'AllOptions' | 1229 | 29266.38 | 9.6911 | 29269.9586 | NewCT1-2 | 4.9681 | 1.1917 | 3.4518 | 14.3345 | 3.0856 | 0.78183 | 5.9617 | 6.788
| 0.90641 | 'Zero' | 4 | 'Mid' | 'Mid' | 'In' | 'Mid' | 'LimitedEE' | 1230 | 30710.37 | 12.9794 | 30324.966 | ESR-4h-26 | 9.9675 | 2.3909 | 3.7167 | 19.0871 | 4.583 | 1.9959 | 5.9617 | 10.0822
| 1.169 | 'Large' | 6 | 'Low' | 'High' | 'In' | 'Low' | 'LimitedEE' | 1231 | 30710.37 | 11.4328 | 30496.126 | NewCT2-3 | 7.8811 | 1.8904 | 2.3233 | 15.6465 | 3.5089 | 1.1251 | 5.9617 | 7.7193
| 1.0941 | 'Large' | 4 | 'Mid' | 'Mid' | 'In' | 'Low' | 'DERBreakthrough' | 1232 | 28095.27 | 9.6911 | 28100.6665 | NewCT1-1 | 8.0655 | 1.9347 | 3.454 | 15.0798 | 3.3207 | 0.97248 | 5.9617 | 7.3052
| 1.2255 | 'Large' | 6 | 'Mid' | 'High' | 'Out' | 'High' | 'LimitedEE' | 1233 | 30710.37 | 10.4411 | 30622.8059 | NewCT2-3 | 9.511 | 2.2814 | 3.0615 | 15.784 | 3.5461 | 1.1553 | 5.9617 | 7.8012
| 1.186 | 'Zero' | 6 | 'Mid' | 'Low' | 'In' | 'High' | 'LimitedEE' | 1234 | 30710.37 | 13.1361 | 30308.466 | NewCT2-3 | 16.0171 | 3.842 | 4.4258 | 21.4039 | 5.3081 | 2.5839 | 5.9617 | 11.6775
| 1.1881 | 'Moderate' | 6 | 'Low' | 'High' | 'In' | 'Mid' | 'DERBreakthrough' | 1235 | 28095.27 | 9.6911 | 28104.6177 | NewCT1-2 | 6.024 | 1.445 | 3.5888 | 14.7249 | 3.2076 | 0.88077 | 5.9617 | 7.0564
| 0.81403 | 'Zero' | 8 | 'Mid' | 'High' | 'In' | 'Mid' | 'Ref' | 1236 | 27856.5 | 5.0146 | 28625.466 | CC-4 | 4.1948 | 1.0062 | 3.0868 | 9.1076 | 1.1879 | 0 | 5.9617 | 2.6133
| 0.93986 | 'Moderate' | 6 | 'High' | 'High' | 'In' | 'High' | 'Ref' | 1237 | 27856.5 | 2 | 29530.1452 | CC-2 | 1.7261 | 0.41404 | 3.615 | 6.029 | -0.14752 | 0 | 5.9617 | -0.32454
| 0.80395 | 'Moderate' | 6 | 'Mid' | 'High' | 'In' | 'High' | 'Ref' | 1238 | 27856.5 | 3.5 | 28999.89 | NY-1 | 2.4392 | 0.5851 | 2.6252 | 6.7103 | 0.15791 | 0 | 5.9617 | 0.34738
| 1.2207 | 'Zero' | 6 | 'Low' | 'High' | 'In' | 'Low' | 'DERBreakthrough' | 1239 | 28095.27 | 9.6911 | 28102.3573 | NewCT1-3 | 8.8588 | 2.125 | 3.5558 | 15.3718 | 3.412 | 1.0465 | 5.9617 | 7.5061
| 1.1863 | 'Zero' | 6 | 'Low' | 'Low' | 'In' | 'High' | 'DERBreakthrough' | 1240 | 28095.27 | 9.6911 | 28101.0524 | NewCT1-3 | 8.9801 | 2.1541 | 3.9241 | 15.7692 | 3.5343 | 1.1457 | 5.9617 | 7.7752
| 0.90761 | 'Large' | 4 | 'High' | 'High' | 'In' | 'Mid' | 'AllOptions' | 1241 | 29266.38 | 5.264 | 29982.776 | CC-4 | 5.6565 | 1.3568 | 3.1705 | 9.7914 | 1.4823 | 0 | 5.9617 | 3.2609
| 0.82604 | 'Zero' | 8 | 'High' | 'High' | 'In' | 'Low' | 'Ref' | 1242 | 27856.5 | 3.9773 | 28868.776 | CC-3 | 4.2826 | 1.0273 | 2.9027 | 7.9073 | 0.67166 | 0 | 5.9617 | 1.4776
| 1.0187 | 'Moderate' | 8 | 'Mid' | 'High' | 'In' | 'High' | 'Ref' | 1243 | 27856.5 | 3.5 | 28999.89 | NY-1 | 3.5525 | 0.85214 | 2.6463 | 6.9984 | 0.2821 | 0 | 5.9617 | 0.6206
| 0.8236 | 'Large' | 4 | 'High' | 'Low' | 'In' | 'High' | 'Ref' | 1244 | 27856.5 | 4.9286 | 28644.0581 | CC-4 | 3.9825 | 0.95529 | 3.149 | 9.0329 | 1.155 | 0 | 5.9617 | 2.5408
| 1.1112 | 'Zero' | 2 | 'Mid' | 'Low' | 'Out' | 'High' | 'LimitedEE' | 1245 | 30710.37 | 16.0872 | 27982.466 | ESR-4h-25 | 9.7611 | 2.3414 | 4.5302 | 22.9587 | 5.7979 | 2.9809 | 5.9617 | 12.7549
| 1.0266 | 'Moderate' | 2 | 'High' | 'High' | 'In' | 'Low' | 'AllOptions' | 1246 | 29266.38 | 7.2616 | 29618.776 | NY-5 | 6.0523 | 1.4518 | 2.604 | 11.3174 | 2.1406 | 0.015659 | 5.9617 | 4.7091
| 1.0098 | 'Large' | 4 | 'Low' | 'Low' | 'In' | 'Mid' | 'AllOptions' | 1247 | 29266.38 | 11.6631 | 29025.626 | ESR-4h-20 | 8.9044 | 2.1359 | 3.1712 | 16.9702 | 3.9195 | 1.458 | 5.9617 | 8.6226
| 1.1236 | 'Large' | 2 | 'Low' | 'High' | 'Out' | 'Low' | 'DERBreakthrough' | 1248 | 28095.27 | 11.0613 | 27925.0399 | ESR-4h-17 | 7.7547 | 1.8601 | 3.3538 | 16.2753 | 3.6988 | 1.279 | 5.9617 | 8.137
| 1.0445 | 'Moderate' | 2 | 'High' | 'High' | 'In' | 'High' | 'DERBreakthrough' | 1249 | 28095.27 | 2.4988 | 29562.776 | CC-2 | 2.5088 | 0.60178 | 2.6556 | 5.7562 | -0.25445 | 0 | 5.9617 | -0.55977
| 1.0919 | 'Zero' | 2 | 'Low' | 'Mid' | 'Out' | 'Low' | 'DERBreakthrough' | 1250 | 28095.27 | 14.8517 | 27529.2228 | ESR-4h-22 | 10.0309 | 2.4061 | 2.9823 | 20.24 | 4.9529 | 2.2958 | 5.9617 | 10.8959
| 1.1474 | 'Large' | 6 | 'Low' | 'Mid' | 'In' | 'Low' | 'DERBreakthrough' | 1251 | 28095.27 | 9.6911 | 28104.2726 | NewCT1-3 | 9.9243 | 2.3805 | 3.7029 | 15.7745 | 3.5378 | 1.1485 | 5.9617 | 7.783
| 1.0907 | 'Moderate' | 4 | 'Low' | 'Mid' | 'In' | 'High' | 'AllOptions' | 1252 | 29266.38 | 10.4411 | 29179.3268 | NewCT2-2 | 6.835 | 1.6395 | 3.6719 | 15.7525 | 3.5312 | 1.1431 | 5.9617 | 7.7682
| 0.9027 | 'Large' | 6 | 'Mid' | 'High' | 'In' | 'High' | 'AllOptions' | 1253 | 29266.38 | 6.7412 | 29705.466 | CC-4 | 5.9607 | 1.4298 | 3.577 | 11.748 | 2.2684 | 0.11926 | 5.9617 | 4.9902
| 0.9596 | 'Moderate' | 6 | 'Low' | 'Low' | 'In' | 'High' | 'DERBreakthrough' | 1254 | 28095.27 | 9.6911 | 28098.4094 | NewCT1-3 | 6.4596 | 1.5495 | 3.2555 | 14.4961 | 3.1382 | 0.82448 | 5.9617 | 6.9037
| 0.88965 | 'Zero' | 4 | 'Mid' | 'Mid' | 'Out' | 'Mid' | 'AllOptions' | 1255 | 29266.38 | 11.5236 | 29041.7523 | ESR-4h-26 | 8.2184 | 1.9714 | 3.3347 | 16.8297 | 3.8738 | 1.421 | 5.9617 | 8.5221
| 1.1329 | 'Zero' | 8 | 'Low' | 'Mid' | 'In' | 'Low' | 'LimitedEE' | 1256 | 30710.37 | 11.897 | 30443.1999 | ESR-4h-18 | 9.567 | 2.2949 | 1.9662 | 16.158 | 3.6733 | 1.2583 | 5.9617 | 8.0809
| 1.1935 | 'Large' | 2 | 'Mid' | 'Mid' | 'In' | 'Low' | 'DERBreakthrough' | 1257 | 28095.27 | 9.6911 | 28100.6665 | NewCT1-1 | 6.3977 | 1.5346 | 3.6718 | 14.8975 | 3.2613 | 0.92436 | 5.9617 | 7.1747
| 0.81224 | 'Zero' | 6 | 'High' | 'High' | 'In' | 'High' | 'LimitedEE' | 1258 | 30710.37 | 9.6911 | 30720.2767 | NewCT1-2 | 6.1871 | 1.4841 | 3.6974 | 14.8726 | 3.2533 | 0.91782 | 5.9617 | 7.157
| 0.84153 | 'Zero' | 2 | 'High' | 'High' | 'In' | 'Low' | 'DERBreakthrough' | 1259 | 28095.27 | 4.9935 | 28868.776 | CC-4 | 4.6335 | 1.1114 | 3.072 | 9.177 | 1.218 | 0 | 5.9617 | 2.6796
| 0.80353 | 'Zero' | 6 | 'Mid' | 'Mid' | 'In' | 'High' | 'AllOptions' | 1260 | 29266.38 | 9.6911 | 29271.2395 | NewCT1-2 | 6.8364 | 1.6399 | 4.0999 | 15.4309 | 3.4261 | 1.0579 | 5.9617 | 7.5372
| 1.0092 | 'Moderate' | 4 | 'Mid' | 'Low' | 'In' | 'Low' | 'DERBreakthrough' | 1261 | 28095.27 | 9.6911 | 28098.8276 | NewCT1-2 | 5.6549 | 1.3564 | 4.5903 | 15.6378 | 3.4873 | 1.1076 | 5.9617 | 7.6718
| 1.0428 | 'Zero' | 4 | 'Mid' | 'High' | 'In' | 'Low' | 'Ref' | 1262 | 27856.5 | 6.9425 | 28261.466 | CC-4 | 5.4734 | 1.3129 | 3.0339 | 11.2893 | 2.1281 | 0.0055651 | 5.9617 | 4.6817
| 1.1719 | 'Moderate' | 8 | 'Mid' | 'Mid' | 'Out' | 'High' | 'DERBreakthrough' | 1263 | 28095.27 | 9.6911 | 28105.1198 | NewCT1-2 | 6.6415 | 1.5931 | 2.6165 | 13.9006 | 2.9556 | 0.67645 | 5.9617 | 6.502
| 1.0101 | 'Large' | 8 | 'Mid' | 'High' | 'In' | 'Mid' | 'AllOptions' | 1264 | 29266.38 | 8.8832 | 29375.466 | CC-4 | 6.9212 | 1.6602 | 2.7698 | 13.3131 | 2.7689 | 0.52511 | 5.9617 | 6.0914
| 1.1353 | 'Zero' | 6 | 'Mid' | 'Mid' | 'In' | 'Mid' | 'AllOptions' | 1265 | 29266.38 | 9.6911 | 29273.7486 | NewCT1-3 | 8.9309 | 2.1423 | 4.6188 | 16.4521 | 3.7441 | 1.3157 | 5.9617 | 8.2366
| 1.1858 | 'Moderate' | 4 | 'Mid' | 'Mid' | 'In' | 'Mid' | 'AllOptions' | 1266 | 29266.38 | 10.4411 | 29173.8422 | NewCT2-1 | 10.3187 | 2.4752 | 3.8652 | 16.7814 | 3.8542 | 1.405 | 5.9617 | 8.4789
| 0.96498 | 'Large' | 2 | 'High' | 'Mid' | 'In' | 'High' | 'AllOptions' | 1267 | 29266.38 | 9.3912 | 29306.0581 | CC-4 | 8.2244 | 1.9728 | 3.2039 | 14.5679 | 3.1612 | 0.8432 | 5.9617 | 6.9545
| 0.86562 | 'Zero' | 4 | 'High' | 'Low' | 'In' | 'Low' | 'LimitedEE' | 1268 | 30710.37 | 16.0872 | 29430.0581 | NewCT2-2 | 11.4522 | 2.7471 | 4.3161 | 23.1503 | 5.8601 | 3.0314 | 5.9617 | 12.8918
| 0.94509 | 'Moderate' | 2 | 'Low' | 'Low' | 'In' | 'High' | 'DERBreakthrough' | 1269 | 28095.27 | 10.334 | 28013.6125 | ESR-4h-18 | 5.5209 | 1.3243 | 2.6308 | 14.2891 | 3.078 | 0.77574 | 5.9617 | 6.7714
| 1.1717 | 'Large' | 6 | 'Mid' | 'Mid' | 'In' | 'Low' | 'DERBreakthrough' | 1270 | 28095.27 | 9.6911 | 28100.6665 | NewCT1-1 | 8.2891 | 1.9883 | 3.0905 | 14.7699 | 3.2259 | 0.89565 | 5.9617 | 7.0968
| 0.8286 | 'Moderate' | 6 | 'High' | 'High' | 'In' | 'Low' | 'Ref' | 1271 | 27856.5 | 3.5 | 28999.0734 | NY-1 | 3.0345 | 0.72789 | 3.0662 | 7.2941 | 0.40501 | 0 | 5.9617 | 0.891
| 0.77595 | 'Large' | 4 | 'High' | 'Mid' | 'In' | 'Mid' | 'LimitedEE' | 1272 | 30710.37 | 11.7822 | 30456.0581 | NewCT2-2 | 9.5019 | 2.2792 | 3.3948 | 17.4562 | 4.0711 | 1.5809 | 5.9617 | 8.956
| 0.81865 | 'Moderate' | 4 | 'Mid' | 'Mid' | 'In' | 'Low' | 'DERBreakthrough' | 1273 | 28095.27 | 9.6911 | 28100.6665 | NewCT1-1 | 7.7402 | 1.8567 | 3.6594 | 15.2071 | 3.3592 | 1.0037 | 5.9617 | 7.3899
| 0.79009 | 'Zero' | 2 | 'Mid' | 'High' | 'Out' | 'Low' | 'Ref' | 1274 | 27856.5 | 9.6911 | 27866.3303 | NewCT1-1 | 9.2949 | 2.2296 | 3.6284 | 15.5491 | 3.4673 | 1.0914 | 5.9617 | 7.6278
| 0.77335 | 'Moderate' | 4 | 'Mid' | 'Low' | 'In' | 'Low' | 'Ref' | 1275 | 27856.5 | 9.6911 | 27864.92 | NewCT1-1 | 9.7869 | 2.3476 | 3.1811 | 15.2197 | 3.3671 | 1.0101 | 5.9617 | 7.4074
| 0.77466 | 'Zero' | 6 | 'High' | 'High' | 'Out' | 'Low' | 'LimitedEE' | 1276 | 30710.37 | 10.4411 | 30617.1276 | NewCT2-3 | 9.7567 | 2.3404 | 3.7167 | 16.4981 | 3.766 | 1.3336 | 5.9617 | 8.285
| 1.2144 | 'Large' | 8 | 'Low' | 'High' | 'In' | 'Mid' | 'AllOptions' | 1277 | 29266.38 | 9.952 | 29233.0783 | ESR-4h-11 | 8.4069 | 2.0166 | 4.3762 | 16.3448 | 3.7122 | 1.2899 | 5.9617 | 8.1665
| 1.1774 | 'Moderate' | 8 | 'Low' | 'Low' | 'In' | 'Mid' | 'DERBreakthrough' | 1278 | 28095.27 | 9.6911 | 28103.7991 | NewCT1-4 | 10.6229 | 2.5481 | 2.9184 | 15.1575 | 3.3497 | 0.99597 | 5.9617 | 7.369
| 0.95023 | 'Zero' | 8 | 'Mid' | 'High' | 'In' | 'Mid' | 'DERBreakthrough' | 1279 | 28095.27 | 6.225 | 28625.466 | CC-4 | 4.4375 | 1.0644 | 2.6515 | 9.9409 | 1.5527 | 0 | 5.9617 | 3.4159
| 0.77865 | 'Large' | 6 | 'High' | 'High' | 'In' | 'High' | 'DERBreakthrough' | 1280 | 28095.27 | 1.9555 | 29788.65 | NY-2 | 3.1623 | 0.75853 | 3.4078 | 6.1219 | -0.10506 | 0 | 5.9617 | -0.23111
| 0.9211 | 'Moderate' | 6 | 'High' | 'Low' | 'Out' | 'Low' | 'Ref' | 1281 | 27856.5 | 9.6911 | 27856.8533 | NewCT1-3 | 6.8233 | 1.6367 | 2.9942 | 14.322 | 3.0854 | 0.7817 | 5.9617 | 6.7876
| 0.84335 | 'Zero' | 6 | 'Mid' | 'High' | 'In' | 'Mid' | 'LimitedEE' | 1282 | 30710.37 | 10.4411 | 30623.8894 | NewCT2-1 | 8.0261 | 1.9252 | 4.0722 | 16.4385 | 3.7443 | 1.3159 | 5.9617 | 8.2371
| 1.0747 | 'Large' | 8 | 'Low' | 'Low' | 'Out' | 'High' | 'LimitedEE' | 1283 | 30710.37 | 14.5685 | 30164.9733 | ESR-4h-26 | 11.1121 | 2.6655 | 3.0366 | 20.2706 | 4.9621 | 2.3033 | 5.9617 | 10.9162
| 1.0771 | 'Large' | 2 | 'Mid' | 'High' | 'In' | 'Mid' | 'DERBreakthrough' | 1284 | 28095.27 | 3.5399 | 29225.466 | CC-3 | 4.2395 | 1.0169 | 3.4342 | 7.9911 | 0.70181 | 0 | 5.9617 | 1.5439
| 1.0125 | 'Zero' | 4 | 'Mid' | 'High' | 'In' | 'High' | 'LimitedEE' | 1285 | 30710.37 | 10.4411 | 30624.5667 | NewCT2-1 | 7.0758 | 1.6973 | 1.9541 | 14.0924 | 3.0216 | 0.72997 | 5.9617 | 6.6472
| 1.0342 | 'Zero' | 6 | 'High' | 'High' | 'In' | 'Mid' | 'AllOptions' | 1286 | 29266.38 | 7.8071 | 29532.776 | NY-2 | 7.5821 | 1.8187 | 2.6126 | 12.2384 | 2.4311 | 0.25122 | 5.9617 | 5.3483
| 1.0891 | 'Zero' | 2 | 'Low' | 'Mid' | 'In' | 'Low' | 'AllOptions' | 1287 | 29266.38 | 14.8056 | 28697.3686 | ESR-4h-22 | 8.2169 | 1.971 | 1.547 | 18.3236 | 4.3601 | 1.8152 | 5.9617 | 9.5918
| 0.89138 | 'Zero' | 8 | 'High' | 'Mid' | 'In' | 'High' | 'Ref' | 1288 | 27856.5 | 5.3459 | 28556.0581 | CC-4 | 5.5908 | 1.3411 | 2.4183 | 9.1053 | 1.1945 | 0 | 5.9617 | 2.6278
| 0.86871 | 'Large' | 6 | 'High' | 'Mid' | 'In' | 'Mid' | 'Ref' | 1289 | 27856.5 | 3.75 | 28930.5807 | NY-5 | 4.1807 | 1.0028 | 3.0957 | 7.8486 | 0.64412 | 0 | 5.9617 | 1.417
| 1.1031 | 'Zero' | 8 | 'Low' | 'Mid' | 'In' | 'Mid' | 'LimitedEE' | 1290 | 30710.37 | 10.8322 | 30567.126 | ESR-4h-15 | 7.6649 | 1.8386 | 2.9371 | 15.6079 | 3.4916 | 1.1111 | 5.9617 | 7.6813
| 0.92884 | 'Zero' | 2 | 'Mid' | 'Mid' | 'Out' | 'Low' | 'DERBreakthrough' | 1291 | 28095.27 | 12.1686 | 27798.1628 | ESR-4h-24 | 11.3305 | 2.7179 | 4.3677 | 19.2541 | 4.6303 | 2.0343 | 5.9617 | 10.1862
| 0.89589 | 'Large' | 2 | 'Mid' | 'Mid' | 'In' | 'Mid' | 'LimitedEE' | 1292 | 30710.37 | 16.0872 | 29797.4443 | ESR-4h-29 | 9.7117 | 2.3296 | 3.784 | 22.2007 | 5.5649 | 2.792 | 5.9617 | 12.2423
| 1.0312 | 'Large' | 6 | 'Mid' | 'Low' | 'In' | 'High' | 'LimitedEE' | 1293 | 30710.37 | 13.1361 | 30308.466 | NewCT2-3 | 5.9015 | 1.4156 | 3.1861 | 17.7378 | 4.1616 | 1.6543 | 5.9617 | 9.1553
| 0.93196 | 'Moderate' | 6 | 'High' | 'Mid' | 'Out' | 'High' | 'LimitedEE' | 1294 | 30710.37 | 12.9691 | 30326.0581 | NewCT2-3 | 10.5904 | 2.5403 | 4.4764 | 19.9858 | 4.8603 | 2.2207 | 5.9617 | 10.6922
| 1.0007 | 'Large' | 8 | 'Mid' | 'Mid' | 'In' | 'Mid' | 'LimitedEE' | 1295 | 30710.37 | 10.4411 | 30615.6514 | NewCT2-2 | 10.2967 | 2.4699 | 4.0631 | 16.9741 | 3.9134 | 1.453 | 5.9617 | 8.6091
| 1.1294 | 'Large' | 6 | 'Mid' | 'Low' | 'In' | 'Mid' | 'Ref' | 1296 | 27856.5 | 9.6911 | 27864.4621 | NewCT1-1 | 7.9404 | 1.9047 | 3.7754 | 15.3711 | 3.4099 | 1.0448 | 5.9617 | 7.5016
| 1.0307 | 'Zero' | 2 | 'Low' | 'Low' | 'In' | 'Low' | 'DERBreakthrough' | 1297 | 28095.27 | 11.505 | 27873.4402 | ESR-4h-20 | 9.4909 | 2.2766 | 2.2504 | 16.032 | 3.6312 | 1.2242 | 5.9617 | 7.9882
| 1.1957 | 'Moderate' | 2 | 'Low' | 'High' | 'In' | 'High' | 'AllOptions' | 1298 | 29266.38 | 9.77 | 29257.6875 | ESR-4h-16 | 5.8151 | 1.3949 | 3.3179 | 14.4828 | 3.1335 | 0.82067 | 5.9617 | 6.8933
| 1.1222 | 'Zero' | 2 | 'Mid' | 'Low' | 'Out' | 'Mid' | 'AllOptions' | 1299 | 29266.38 | 16.0872 | 27652.466 | ESR-4h-25 | 6.5828 | 1.579 | 4.1343 | 21.8005 | 5.4357 | 2.6873 | 5.9617 | 11.9581
| 0.90981 | 'Moderate' | 6 | 'High' | 'High' | 'In' | 'High' | 'LimitedEE' | 1300 | 30710.37 | 9.6911 | 30713.2682 | NewCT1-2 | 9.8391 | 2.3601 | 2.8174 | 14.8685 | 3.2593 | 0.92272 | 5.9617 | 7.1702
| 1.0995 | 'Moderate' | 2 | 'Low' | 'Mid' | 'In' | 'High' | 'Ref' | 1301 | 27856.5 | 9.6911 | 27860.7344 | NewCT1-1 | 8.2885 | 1.9882 | 2.7452 | 14.4245 | 3.1198 | 0.80959 | 5.9617 | 6.8633
| 0.92048 | 'Large' | 4 | 'High' | 'High' | 'Out' | 'Low' | 'Ref' | 1302 | 27856.5 | 6.0506 | 28418.776 | CC-4 | 5.3712 | 1.2884 | 3.0563 | 10.3953 | 1.7444 | 0 | 5.9617 | 3.8374
| 0.87453 | 'Large' | 6 | 'Mid' | 'High' | 'In' | 'Mid' | 'DERBreakthrough' | 1303 | 28095.27 | 3.5399 | 29225.466 | CC-3 | 4.0404 | 0.96917 | 2.8631 | 7.3722 | 0.44106 | 0 | 5.9617 | 0.97029
| 0.85218 | 'Zero' | 4 | 'Mid' | 'Mid' | 'Out' | 'Mid' | 'LimitedEE' | 1304 | 30710.37 | 16.0872 | 29337.4443 | ESR-4h-29 | 8.3708 | 2.0079 | 4.5012 | 22.5963 | 5.6838 | 2.8884 | 5.9617 | 12.5038
| 0.88671 | 'Moderate' | 2 | 'High' | 'Low' | 'Out' | 'Mid' | 'AllOptions' | 1305 | 29266.38 | 16.0872 | 27854.0581 | NewCT2-1 | 10.8744 | 2.6084 | 4.119 | 22.8146 | 5.7558 | 2.9468 | 5.9617 | 12.6624
| 0.84459 | 'Zero' | 6 | 'High' | 'Mid' | 'In' | 'Low' | 'DERBreakthrough' | 1306 | 28095.27 | 8.6 | 28245.9927 | NY-3 | 6.4374 | 1.5442 | 3.3257 | 13.4699 | 2.8138 | 0.56147 | 5.9617 | 6.19
| 0.98147 | 'Moderate' | 8 | 'High' | 'High' | 'In' | 'High' | 'LimitedEE' | 1307 | 30710.37 | 9.6911 | 30713.2682 | NewCT1-2 | 7.7594 | 1.8613 | 2.8496 | 14.4019 | 3.1118 | 0.80313 | 5.9617 | 6.8458
| 1.1371 | 'Zero' | 2 | 'Mid' | 'High' | 'Out' | 'High' | 'LimitedEE' | 1308 | 30710.37 | 16.0872 | 29864.966 | ESR-4h-28 | 7.7061 | 1.8485 | 4.0147 | 21.9503 | 5.484 | 2.7264 | 5.9617 | 12.0643
| 1.217 | 'Moderate' | 4 | 'Low' | 'Low' | 'In' | 'High' | 'AllOptions' | 1309 | 29266.38 | 12.9567 | 28884.1447 | ESR-4h-16 | 12.7763 | 3.0647 | 3.7477 | 19.7691 | 4.7979 | 2.1702 | 5.9617 | 10.555
| 0.93601 | 'Large' | 6 | 'Low' | 'High' | 'In' | 'High' | 'DERBreakthrough' | 1310 | 28095.27 | 7.249 | 28451.493 | ESR-4h-13 | 7.6061 | 1.8245 | 3.5504 | 12.624 | 2.545 | 0.34354 | 5.9617 | 5.5987
| 1.1746 | 'Large' | 6 | 'Mid' | 'Low' | 'In' | 'Low' | 'AllOptions' | 1311 | 29266.38 | 10.4411 | 29176.8485 | NewCT2-2 | 5.5182 | 1.3237 | 3.2742 | 15.0389 | 3.3093 | 0.96324 | 5.9617 | 7.2802
| 1.0904 | 'Zero' | 8 | 'Low' | 'High' | 'Out' | 'Low' | 'LimitedEE' | 1312 | 30710.37 | 11.3604 | 30504.7223 | ESR-4h-20 | 11.739 | 2.8158 | 3.7276 | 17.9038 | 4.2095 | 1.6931 | 5.9617 | 9.2606
| 0.88218 | 'Large' | 2 | 'High' | 'Mid' | 'Out' | 'Low' | 'DERBreakthrough' | 1313 | 28095.27 | 10.4411 | 28009.0693 | NewCT2-1 | 12.4563 | 2.9879 | 3.1249 | 16.5538 | 3.7885 | 1.3518 | 5.9617 | 8.3345
| 0.89727 | 'Moderate' | 6 | 'Mid' | 'High' | 'In' | 'Mid' | 'DERBreakthrough' | 1314 | 28095.27 | 4.7357 | 28925.466 | NY-2 | 5.1112 | 1.226 | 3.3683 | 9.3301 | 1.2808 | 0 | 5.9617 | 2.8176
| 1.0075 | 'Moderate' | 4 | 'High' | 'Low' | 'In' | 'Mid' | 'Ref' | 1315 | 27856.5 | 6.634 | 28314.0581 | NY-5 | 6.8426 | 1.6413 | 2.6007 | 10.876 | 1.9571 | 0 | 5.9617 | 4.3055
| 1.2028 | 'Zero' | 8 | 'Low' | 'Low' | 'In' | 'Mid' | 'Ref' | 1316 | 27856.5 | 9.8389 | 27838.8638 | ESR-4h-12 | 5.9861 | 1.4359 | 3.3316 | 14.6064 | 3.1723 | 0.8522 | 5.9617 | 6.9789
| 1.1869 | 'Zero' | 6 | 'Mid' | 'Low' | 'In' | 'High' | 'DERBreakthrough' | 1317 | 28095.27 | 9.6911 | 28105.0367 | NewCT1-1 | 7.667 | 1.8391 | 4.2814 | 15.8115 | 3.5447 | 1.1541 | 5.9617 | 7.7981
| 1.2078 | 'Zero' | 4 | 'Low' | 'High' | 'Out' | 'High' | 'DERBreakthrough' | 1318 | 28095.27 | 9.8873 | 28070.187 | ESR-4h-15 | 5.6222 | 1.3486 | 3.5038 | 14.7397 | 3.213 | 0.88514 | 5.9617 | 7.0683
| 1.1702 | 'Zero' | 8 | 'Low' | 'Mid' | 'In' | 'Mid' | 'LimitedEE' | 1319 | 30710.37 | 11.6125 | 30476.1957 | ESR-4h-15 | 8.949 | 2.1466 | 3.3295 | 17.0887 | 3.9556 | 1.4873 | 5.9617 | 8.702
| 0.90556 | 'Moderate' | 4 | 'High' | 'Low' | 'In' | 'Low' | 'Ref' | 1320 | 27856.5 | 8.995 | 27950.0581 | NY-5 | 9.0653 | 2.1745 | 2.1607 | 13.3302 | 2.7794 | 0.53359 | 5.9617 | 6.1144
| 0.97818 | 'Large' | 2 | 'Low' | 'Low' | 'In' | 'Mid' | 'Ref' | 1321 | 27856.5 | 10.4411 | 27770.6667 | NewCT2-1 | 9.5613 | 2.2935 | 2.5025 | 15.2371 | 3.3782 | 1.0191 | 5.9617 | 7.4318
| 0.83025 | 'Large' | 6 | 'Mid' | 'Low' | 'In' | 'High' | 'Ref' | 1322 | 27856.5 | 8.0339 | 28088.466 | CC-4 | 8.6354 | 2.0714 | 2.5471 | 12.6524 | 2.5623 | 0.35756 | 5.9617 | 5.6368
| 0.92666 | 'Zero' | 6 | 'Mid' | 'High' | 'In' | 'Mid' | 'AllOptions' | 1323 | 29266.38 | 9.6911 | 29270.489 | NewCT1-1 | 5.5968 | 1.3425 | 3.0356 | 14.0692 | 3.0053 | 0.71674 | 5.9617 | 6.6113
| 1.0582 | 'Moderate' | 8 | 'High' | 'Mid' | 'In' | 'High' | 'Ref' | 1324 | 27856.5 | 4.3 | 28790.3311 | NY-2 | 3.639 | 0.87288 | 3.4166 | 8.5895 | 0.96044 | 0 | 5.9617 | 2.1129
| 0.99754 | 'Large' | 8 | 'High' | 'Mid' | 'In' | 'High' | 'Ref' | 1325 | 27856.5 | 3 | 29149.9993 | NY-4 | 4.313 | 1.0346 | 2.4634 | 6.498 | 0.068076 | 0 | 5.9617 | 0.14976
| 1.0488 | 'Moderate' | 6 | 'Low' | 'High' | 'In' | 'High' | 'AllOptions' | 1326 | 29266.38 | 9.6911 | 29272.4481 | NewCT1-1 | 5.592 | 1.3414 | 3.15 | 14.1825 | 3.0401 | 0.74495 | 5.9617 | 6.6879
| 1.1341 | 'Zero' | 6 | 'Low' | 'Low' | 'In' | 'Mid' | 'AllOptions' | 1327 | 29266.38 | 11.0705 | 29094.626 | NewCT2-3 | 8.8583 | 2.1249 | 3.2154 | 16.4108 | 3.7427 | 1.3146 | 5.9617 | 8.2336
| 1.0131 | 'Moderate' | 8 | 'Mid' | 'Mid' | 'In' | 'Mid' | 'DERBreakthrough' | 1328 | 28095.27 | 7.5447 | 28402.466 | NY-5 | 6.2681 | 1.5035 | 3.1941 | 12.2423 | 2.4275 | 0.2483 | 5.9617 | 5.3403
| 1.2005 | 'Moderate' | 4 | 'Mid' | 'Low' | 'In' | 'High' | 'AllOptions' | 1329 | 29266.38 | 10.4411 | 29173.4533 | NewCT2-1 | 12.5683 | 3.0148 | 2.5741 | 16.0299 | 3.6278 | 1.2215 | 5.9617 | 7.9809
| 1.0888 | 'Large' | 2 | 'Low' | 'Low' | 'In' | 'High' | 'AllOptions' | 1330 | 29266.38 | 14.8003 | 28699.5687 | ESR-4h-21 | 9.0699 | 2.1756 | 3.508 | 20.4839 | 5.0255 | 2.3547 | 5.9617 | 11.0556
| 1.163 | 'Large' | 6 | 'Low' | 'Low' | 'In' | 'Low' | 'LimitedEE' | 1331 | 30710.37 | 16.0872 | 30021.126 | ESR-4h-27 | 9.857 | 2.3644 | 2.9306 | 21.3822 | 5.3137 | 2.5884 | 5.9617 | 11.6897
| 0.82542 | 'Large' | 8 | 'High' | 'High' | 'In' | 'High' | 'Ref' | 1332 | 27856.5 | 1.5 | 29785.7555 | NY-2 | 2.6788 | 0.64257 | 2.4867 | 4.6293 | -0.73915 | 0 | 5.9617 | -1.6261
| 0.90741 | 'Moderate' | 4 | 'High' | 'Low' | 'In' | 'Mid' | 'AllOptions' | 1333 | 29266.38 | 10.4411 | 29179.4908 | NewCT2-1 | 6.5913 | 1.5811 | 3.9439 | 15.9661 | 3.5963 | 1.1959 | 5.9617 | 7.9115
| 0.86225 | 'Large' | 2 | 'High' | 'High' | 'In' | 'Mid' | 'DERBreakthrough' | 1334 | 28095.27 | 2.25 | 29661.7202 | NY-3 | 2.5982 | 0.62323 | 2.915 | 5.7882 | -0.24356 | 0 | 5.9617 | -0.53581
| 1.0489 | 'Zero' | 4 | 'Mid' | 'Mid' | 'Out' | 'High' | 'LimitedEE' | 1335 | 30710.37 | 16.0872 | 29454.966 | ESR-4h-26 | 12.1239 | 2.9082 | 2.7033 | 21.6986 | 5.4154 | 2.6709 | 5.9617 | 11.9135
| 0.97893 | 'Moderate' | 8 | 'Low' | 'Low' | 'Out' | 'High' | 'Ref' | 1336 | 27856.5 | 9.9555 | 27822.6546 | ESR-4h-17 | 8.7772 | 2.1054 | 2.6969 | 14.7577 | 3.2253 | 0.89517 | 5.9617 | 7.0955
| 0.77726 | 'Large' | 8 | 'High' | 'High' | 'In' | 'Low' | 'LimitedEE' | 1337 | 30710.37 | 9.6911 | 30712.1327 | NewCT1-3 | 8.1877 | 1.964 | 2.2204 | 13.8755 | 2.9509 | 0.67268 | 5.9617 | 6.4918
| 1.2347 | 'Large' | 6 | 'Mid' | 'High' | 'In' | 'Mid' | 'AllOptions' | 1338 | 29266.38 | 8.8832 | 29375.466 | CC-4 | 7.9928 | 1.9172 | 2.7664 | 13.5668 | 2.849 | 0.59003 | 5.9617 | 6.2676
| 0.83921 | 'Large' | 4 | 'High' | 'High' | 'In' | 'Mid' | 'LimitedEE' | 1339 | 30710.37 | 9.6911 | 30711.5758 | NewCT1-2 | 6.0762 | 1.4575 | 3.3168 | 14.4654 | 3.128 | 0.81621 | 5.9617 | 6.8812
| 0.97697 | 'Large' | 8 | 'Low' | 'High' | 'In' | 'High' | 'LimitedEE' | 1340 | 30710.37 | 9.8197 | 30693.626 | NewCT1-4 | 9.0747 | 2.1768 | 3.4035 | 15.3999 | 3.4221 | 1.0547 | 5.9617 | 7.5284
| 1.0779 | 'Zero' | 8 | 'Low' | 'High' | 'Out' | 'Low' | 'LimitedEE' | 1341 | 30710.37 | 11.3082 | 30510.626 | ESR-4h-20 | 10.6991 | 2.5664 | 2.7712 | 16.6458 | 3.8205 | 1.3777 | 5.9617 | 8.4048
| 1.0632 | 'Large' | 6 | 'Low' | 'Low' | 'In' | 'Mid' | 'Ref' | 1342 | 27856.5 | 9.6911 | 27865.2768 | NewCT1-3 | 6.4951 | 1.558 | 2.9445 | 14.1935 | 3.0453 | 0.74917 | 5.9617 | 6.6993
| 0.93931 | 'Large' | 4 | 'High' | 'High' | 'In' | 'High' | 'DERBreakthrough' | 1343 | 28095.27 | 1.9555 | 29788.65 | NY-2 | 2.7907 | 0.66942 | 3.071 | 5.696 | -0.28517 | 0 | 5.9617 | -0.62734
| 0.90205 | 'Zero' | 6 | 'Mid' | 'Low' | 'In' | 'Low' | 'AllOptions' | 1344 | 29266.38 | 10.4411 | 29176.8485 | NewCT2-2 | 7.3181 | 1.7554 | 3.1217 | 15.3182 | 3.3987 | 1.0357 | 5.9617 | 7.4768
| 0.95058 | 'Large' | 8 | 'Low' | 'Low' | 'Out' | 'Mid' | 'DERBreakthrough' | 1345 | 28095.27 | 10.4411 | 28009.4856 | NewCT2-1 | 9.3227 | 2.2362 | 4.1954 | 16.8728 | 3.8803 | 1.4262 | 5.9617 | 8.5363
| 1.2253 | 'Large' | 4 | 'Mid' | 'Low' | 'In' | 'Mid' | 'Ref' | 1346 | 27856.5 | 9.6911 | 27864.4621 | NewCT1-1 | 9.3472 | 2.2421 | 3.6342 | 15.5674 | 3.4731 | 1.096 | 5.9617 | 7.6404
| 1.0772 | 'Zero' | 4 | 'High' | 'Mid' | 'In' | 'Low' | 'DERBreakthrough' | 1347 | 28095.27 | 8.6 | 28245.9927 | NY-3 | 7.982 | 1.9146 | 2.9441 | 13.4587 | 2.8134 | 0.56118 | 5.9617 | 6.1893
| 1.0049 | 'Moderate' | 4 | 'Low' | 'Low' | 'In' | 'Mid' | 'LimitedEE' | 1348 | 30710.37 | 16.0872 | 29943.6903 | ESR-4h-31 | 16.2006 | 3.8861 | 3.6249 | 23.5982 | 6.0072 | 3.1506 | 5.9617 | 13.2153
| 0.93767 | 'Moderate' | 4 | 'Low' | 'Mid' | 'In' | 'Low' | 'AllOptions' | 1349 | 29266.38 | 10.4411 | 29180.308 | NewCT2-2 | 9.8648 | 2.3663 | 2.9367 | 15.7441 | 3.5346 | 1.1459 | 5.9617 | 7.7758
| 1.0811 | 'Large' | 4 | 'Low' | 'High' | 'Out' | 'Mid' | 'DERBreakthrough' | 1350 | 28095.27 | 9.6911 | 28102.017 | NewCT1-2 | 9.4372 | 2.2637 | 3.3503 | 15.3051 | 3.3926 | 1.0308 | 5.9617 | 7.4635
| 1.2219 | 'Moderate' | 2 | 'Low' | 'High' | 'In' | 'Mid' | 'AllOptions' | 1351 | 29266.38 | 10.4411 | 29180.5091 | NewCT2-1 | 7.704 | 1.848 | 3.3188 | 15.6079 | 3.4884 | 1.1085 | 5.9617 | 7.6743
| 1.1678 | 'Large' | 8 | 'Mid' | 'High' | 'In' | 'Mid' | 'AllOptions' | 1352 | 29266.38 | 8.8832 | 29375.466 | CC-4 | 6.2485 | 1.4988 | 3.1388 | 13.5208 | 2.8314 | 0.57576 | 5.9617 | 6.2288
| 0.86887 | 'Moderate' | 8 | 'High' | 'Mid' | 'In' | 'Low' | 'LimitedEE' | 1353 | 30710.37 | 10.4411 | 30624.399 | NewCT2-2 | 8.1107 | 1.9455 | 2.9652 | 15.3518 | 3.4106 | 1.0454 | 5.9617 | 7.503
| 1.1478 | 'Moderate' | 8 | 'Low' | 'Mid' | 'In' | 'High' | 'Ref' | 1354 | 27856.5 | 9.6911 | 27860.7344 | NewCT1-1 | 4.9967 | 1.1986 | 3.0148 | 13.9044 | 2.9535 | 0.67473 | 5.9617 | 6.4974
| 1.0206 | 'Moderate' | 4 | 'Mid' | 'Mid' | 'In' | 'High' | 'DERBreakthrough' | 1355 | 28095.27 | 6.4647 | 28582.466 | NY-4 | 6.1756 | 1.4814 | 2.4923 | 10.4384 | 1.7693 | 0 | 5.9617 | 3.8924
| 0.97544 | 'Zero' | 6 | 'High' | 'High' | 'Out' | 'Mid' | 'LimitedEE' | 1356 | 30710.37 | 10.4411 | 30616.5991 | NewCT2-2 | 5.844 | 1.4018 | 2.847 | 14.6899 | 3.2027 | 0.87681 | 5.9617 | 7.0457
| 0.95777 | 'Moderate' | 4 | 'Low' | 'Mid' | 'In' | 'Mid' | 'LimitedEE' | 1357 | 30710.37 | 12.6446 | 30361.0392 | ESR-4h-28 | 8.6071 | 2.0646 | 3.8615 | 18.5706 | 4.4188 | 1.8628 | 5.9617 | 9.721
| 1.1126 | 'Zero' | 8 | 'Mid' | 'High' | 'In' | 'Mid' | 'LimitedEE' | 1358 | 30710.37 | 9.7286 | 30705.466 | NewCT1-4 | 6.18 | 1.4824 | 2.2846 | 13.4956 | 2.8305 | 0.57506 | 5.9617 | 6.2269
| 1.0265 | 'Large' | 6 | 'Low' | 'Low' | 'Out' | 'Low' | 'LimitedEE' | 1359 | 30710.37 | 16.0872 | 28821.126 | ESR-4h-27 | 9.9702 | 2.3916 | 3.4308 | 21.9095 | 5.4759 | 2.7199 | 5.9617 | 12.0466
| 0.79868 | 'Large' | 4 | 'High' | 'Low' | 'In' | 'Mid' | 'LimitedEE' | 1360 | 30710.37 | 16.0872 | 29794.0581 | NewCT2-2 | 13.385 | 3.2107 | 3.6026 | 22.9004 | 5.7872 | 2.9723 | 5.9617 | 12.7313
| 1.1459 | 'Large' | 6 | 'Mid' | 'Low' | 'In' | 'Mid' | 'LimitedEE' | 1361 | 30710.37 | 15.7398 | 30088.4261 | ESR-4h-23 | 12.4059 | 2.9758 | 3.3765 | 22.0921 | 5.534 | 2.767 | 5.9617 | 12.1744
| 0.87323 | 'Moderate' | 8 | 'High' | 'Mid' | 'In' | 'High' | 'AllOptions' | 1362 | 29266.38 | 9.3912 | 29306.0581 | NY-5 | 8.3408 | 2.0007 | 3.9273 | 15.3192 | 3.3923 | 1.0305 | 5.9617 | 7.4628
| 1.1157 | 'Moderate' | 8 | 'Low' | 'Low' | 'In' | 'Mid' | 'LimitedEE' | 1363 | 30710.37 | 12.6663 | 30359.0864 | ESR-4h-19 | 8.6683 | 2.0793 | 3.3221 | 18.0677 | 4.2646 | 1.7378 | 5.9617 | 9.3818
| 1.004 | 'Moderate' | 8 | 'High' | 'Mid' | 'Out' | 'High' | 'LimitedEE' | 1364 | 30710.37 | 10.4411 | 30621.2993 | NewCT2-3 | 8.4002 | 2.015 | 4.274 | 16.7301 | 3.8346 | 1.3892 | 5.9617 | 8.4358
| 0.94903 | 'Zero' | 2 | 'High' | 'Mid' | 'In' | 'Low' | 'DERBreakthrough' | 1365 | 28095.27 | 8.6 | 28245.9927 | NY-3 | 8.7418 | 2.0969 | 3.9625 | 14.6594 | 3.1838 | 0.8615 | 5.9617 | 7.0041
| 1.1404 | 'Zero' | 6 | 'Low' | 'Low' | 'In' | 'Mid' | 'Ref' | 1366 | 27856.5 | 9.8594 | 27834.626 | NewCT1-3 | 7.461 | 1.7897 | 3.0464 | 14.6954 | 3.2028 | 0.87689 | 5.9617 | 7.0459
| 1.0103 | 'Large' | 6 | 'Mid' | 'Mid' | 'In' | 'High' | 'LimitedEE' | 1367 | 30710.37 | 10.4411 | 30618.1957 | NewCT2-3 | 6.8263 | 1.6374 | 3.0938 | 15.1723 | 3.3529 | 0.99857 | 5.9617 | 7.376
| 1.0822 | 'Large' | 4 | 'Mid' | 'Low' | 'In' | 'High' | 'AllOptions' | 1368 | 29266.38 | 10.4411 | 29173.4533 | NewCT2-1 | 7.5089 | 1.8012 | 4.7277 | 16.97 | 3.9066 | 1.4475 | 5.9617 | 8.5941
| 1.1074 | 'Moderate' | 8 | 'Low' | 'High' | 'In' | 'Low' | 'LimitedEE' | 1369 | 30710.37 | 10.4411 | 30623.5494 | NewCT2-3 | 8.8388 | 2.1202 | 3.1291 | 15.6903 | 3.516 | 1.1309 | 5.9617 | 7.735
| 1.2041 | 'Zero' | 4 | 'Mid' | 'High' | 'In' | 'High' | 'Ref' | 1370 | 27856.5 | 3.6518 | 28955.466 | CC-3 | 5.3258 | 1.2775 | 2.9548 | 7.8841 | 0.66109 | 0 | 5.9617 | 1.4543
| 0.9789 | 'Moderate' | 4 | 'Mid' | 'High' | 'In' | 'Mid' | 'AllOptions' | 1371 | 29266.38 | 8.8832 | 29375.466 | NY-5 | 7.6667 | 1.839 | 3.1778 | 13.8999 | 2.9507 | 0.67249 | 5.9617 | 6.4913
| 0.94676 | 'Zero' | 8 | 'Mid' | 'Mid' | 'In' | 'High' | 'DERBreakthrough' | 1372 | 28095.27 | 8.336 | 28282.466 | NY-2 | 4.0031 | 0.96022 | 2.6408 | 11.9371 | 2.3358 | 0.17393 | 5.9617 | 5.1385
| 0.88065 | 'Large' | 2 | 'High' | 'Low' | 'Out' | 'High' | 'AllOptions' | 1373 | 29266.38 | 16.0872 | 28184.0581 | NewCT2-1 | 9.664 | 2.3181 | 3.5828 | 21.9881 | 5.4995 | 2.739 | 5.9617 | 12.0984
| 1.1907 | 'Large' | 4 | 'Low' | 'High' | 'In' | 'High' | 'Ref' | 1374 | 27856.5 | 9.2136 | 27920.126 | CC-4 | 6.7708 | 1.6241 | 3.4819 | 14.3196 | 3.0806 | 0.7778 | 5.9617 | 6.777
| 1.1689 | 'Zero' | 6 | 'Mid' | 'High' | 'In' | 'High' | 'AllOptions' | 1375 | 29266.38 | 8.67 | 29405.466 | NY-3 | 8.4799 | 2.0341 | 2.763 | 13.467 | 2.8175 | 0.56453 | 5.9617 | 6.1983
| 0.93079 | 'Large' | 2 | 'Low' | 'Low' | 'In' | 'Low' | 'AllOptions' | 1376 | 29266.38 | 14.466 | 28730.179 | ESR-4h-30 | 9.0468 | 2.1701 | 3.256 | 19.8921 | 4.8408 | 2.205 | 5.9617 | 10.6494
| 0.98011 | 'Zero' | 6 | 'Mid' | 'Mid' | 'In' | 'High' | 'LimitedEE' | 1377 | 30710.37 | 10.4411 | 30618.1957 | NewCT2-3 | 6.4758 | 1.5534 | 3.6477 | 15.6422 | 3.4965 | 1.115 | 5.9617 | 7.6921
| 1.1938 | 'Moderate' | 8 | 'Mid' | 'Low' | 'In' | 'Mid' | 'LimitedEE' | 1378 | 30710.37 | 10.4411 | 30622.4875 | NewCT2-4 | 6.0429 | 1.4495 | 3.4402 | 15.3308 | 3.4 | 1.0368 | 5.9617 | 7.4797
| 1.1765 | 'Zero' | 2 | 'Low' | 'High' | 'In' | 'Low' | 'LimitedEE' | 1379 | 30710.37 | 16.0872 | 29810.126 | ESR-4h-23 | 12.4764 | 2.9927 | 4.6397 | 23.7196 | 6.0371 | 3.1749 | 5.9617 | 13.2811
| 0.96975 | 'Large' | 8 | 'Mid' | 'Mid' | 'In' | 'Low' | 'AllOptions' | 1380 | 29266.38 | 9.6911 | 29275.1907 | NewCT1-4 | 7.9875 | 1.916 | 3.6322 | 15.2392 | 3.3695 | 1.0121 | 5.9617 | 7.4127
| 1.2039 | 'Large' | 6 | 'Low' | 'High' | 'In' | 'Low' | 'LimitedEE' | 1381 | 30710.37 | 11.4328 | 30496.126 | NewCT2-3 | 6.5145 | 1.5627 | 3.0578 | 16.0532 | 3.6311 | 1.2242 | 5.9617 | 7.9882
| 0.76881 | 'Moderate' | 8 | 'High' | 'High' | 'In' | 'Low' | 'Ref' | 1382 | 27856.5 | 3.5 | 28999.0734 | NY-1 | 4.4993 | 1.0792 | 2.6689 | 7.2481 | 0.38968 | 0 | 5.9617 | 0.85727
| 0.87932 | 'Large' | 2 | 'Mid' | 'High' | 'In' | 'Mid' | 'Ref' | 1383 | 27856.5 | 3 | 29151.9956 | NY-4 | 5.7148 | 1.3708 | 3.6132 | 7.984 | 0.69675 | 0 | 5.9617 | 1.5328
| 1.1072 | 'Large' | 2 | 'Low' | 'Mid' | 'In' | 'High' | 'LimitedEE' | 1384 | 30710.37 | 16.0872 | 29967.626 | ESR-4h-28 | 8.7079 | 2.0888 | 4.4187 | 22.5946 | 5.6839 | 2.8885 | 5.9617 | 12.5042
| 1.0261 | 'Large' | 8 | 'Mid' | 'High' | 'In' | 'Mid' | 'LimitedEE' | 1385 | 30710.37 | 9.6911 | 30719.6689 | NewCT1-4 | 7.1853 | 1.7236 | 2.7493 | 14.1639 | 3.0375 | 0.7429 | 5.9617 | 6.6823
| 0.90845 | 'Zero' | 2 | 'High' | 'Mid' | 'In' | 'Low' | 'LimitedEE' | 1386 | 30710.37 | 16.0872 | 29352.0581 | NewCT2-1 | 13.4866 | 3.235 | 2.9854 | 22.3076 | 5.6053 | 2.8248 | 5.9617 | 12.3311
| 0.98988 | 'Zero' | 8 | 'Low' | 'Low' | 'In' | 'Low' | 'LimitedEE' | 1387 | 30710.37 | 13.173 | 30304.8753 | ESR-4h-22 | 8.258 | 1.9809 | 3.5813 | 18.7351 | 4.473 | 1.9068 | 5.9617 | 9.8403
| 0.83336 | 'Zero' | 2 | 'Mid' | 'Low' | 'In' | 'High' | 'AllOptions' | 1388 | 29266.38 | 10.5975 | 29152.1662 | ESR-4h-25 | 7.3296 | 1.7582 | 2.2876 | 14.6432 | 3.1926 | 0.86864 | 5.9617 | 7.0235
| 0.76605 | 'Moderate' | 8 | 'High' | 'Mid' | 'In' | 'Mid' | 'LimitedEE' | 1389 | 30710.37 | 10.4411 | 30624.478 | NewCT2-1 | 6.0133 | 1.4424 | 3.5545 | 15.438 | 3.4329 | 1.0634 | 5.9617 | 7.5521
| 0.93103 | 'Large' | 2 | 'Mid' | 'Low' | 'In' | 'Low' | 'LimitedEE' | 1390 | 30710.37 | 16.0872 | 28775.5853 | ESR-4h-29 | 9.8602 | 2.3652 | 4.7237 | 23.176 | 5.8649 | 3.0352 | 5.9617 | 12.9022
| 1.1997 | 'Large' | 8 | 'Low' | 'High' | 'Out' | 'High' | 'AllOptions' | 1391 | 29266.38 | 9.8159 | 29250.126 | ESR-4h-16 | 9.5967 | 2.302 | 4.1252 | 16.2431 | 3.6822 | 1.2656 | 5.9617 | 8.1005
| 0.83409 | 'Large' | 4 | 'High' | 'Low' | 'In' | 'Low' | 'DERBreakthrough' | 1392 | 28095.27 | 9.6911 | 28104.8475 | NewCT1-1 | 7.2689 | 1.7436 | 3.4938 | 14.9285 | 3.2726 | 0.93351 | 5.9617 | 7.1995
| 0.82789 | 'Large' | 6 | 'High' | 'High' | 'In' | 'High' | 'AllOptions' | 1393 | 29266.38 | 3.8466 | 30312.776 | NY-5 | 2.9742 | 0.71343 | 2.9389 | 7.4989 | 0.49492 | 0 | 5.9617 | 1.0888
| 0.92586 | 'Moderate' | 2 | 'High' | 'High' | 'In' | 'Low' | 'AllOptions' | 1394 | 29266.38 | 7.2616 | 29618.776 | NY-5 | 7.1581 | 1.717 | 3.487 | 12.4656 | 2.4955 | 0.30346 | 5.9617 | 5.49
| 0.81674 | 'Moderate' | 8 | 'High' | 'High' | 'In' | 'High' | 'Ref' | 1395 | 27856.5 | 2 | 29530.1452 | CC-2 | 2.8897 | 0.69315 | 2.0908 | 4.784 | -0.66786 | 0 | 5.9617 | -1.4692
| 0.92174 | 'Large' | 2 | 'Mid' | 'Low' | 'In' | 'High' | 'LimitedEE' | 1396 | 30710.37 | 16.0872 | 29469.5853 | ESR-4h-29 | 8.2539 | 1.9799 | 3.6104 | 21.6775 | 5.4012 | 2.6593 | 5.9617 | 11.8823
| 1.1758 | 'Moderate' | 2 | 'Low' | 'High' | 'Out' | 'High' | 'LimitedEE' | 1397 | 30710.37 | 16.0872 | 29304.126 | ESR-4h-23 | 9.5257 | 2.285 | 3.7998 | 22.172 | 5.5557 | 2.7846 | 5.9617 | 12.2221
| 0.80145 | 'Large' | 6 | 'High' | 'High' | 'Out' | 'Low' | 'AllOptions' | 1398 | 29266.38 | 9.6911 | 29274.7816 | NewCT1-3 | 8.9726 | 2.1523 | 2.7735 | 14.6168 | 3.1803 | 0.85861 | 5.9617 | 6.9963
| 1.2129 | 'Large' | 4 | 'Mid' | 'Mid' | 'In' | 'Mid' | 'AllOptions' | 1399 | 29266.38 | 10.4411 | 29173.8422 | NewCT2-1 | 10.07 | 2.4155 | 3.0329 | 15.8895 | 3.5797 | 1.1825 | 5.9617 | 7.875
| 1.2177 | 'Large' | 6 | 'Mid' | 'Mid' | 'In' | 'Mid' | 'LimitedEE' | 1400 | 30710.37 | 10.4411 | 30615.6514 | NewCT2-3 | 6.6239 | 1.5889 | 4.1465 | 16.1765 | 3.661 | 1.2484 | 5.9617 | 8.0539
| 0.825 | 'Large' | 4 | 'High' | 'Low' | 'In' | 'Mid' | 'Ref' | 1401 | 27856.5 | 6.634 | 28314.0581 | CC-4 | 5.161 | 1.238 | 2.9356 | 10.8076 | 1.9237 | 0 | 5.9617 | 4.2321
| 0.89952 | 'Moderate' | 4 | 'High' | 'High' | 'In' | 'Low' | 'DERBreakthrough' | 1402 | 28095.27 | 4.3 | 29027.4584 | NY-2 | 3.7495 | 0.89939 | 2.3778 | 7.5772 | 0.5351 | 0 | 5.9617 | 1.1772
| 0.79603 | 'Zero' | 6 | 'High' | 'Low' | 'In' | 'Low' | 'Ref' | 1403 | 27856.5 | 9.6911 | 27861.8691 | NewCT1-1 | 5.9046 | 1.4164 | 4.0196 | 15.127 | 3.3309 | 0.98074 | 5.9617 | 7.3277
| 1.1971 | 'Large' | 2 | 'Mid' | 'High' | 'In' | 'High' | 'DERBreakthrough' | 1404 | 28095.27 | 2.9475 | 29405.466 | NY-3 | 3.6657 | 0.87929 | 2.9835 | 6.8103 | 0.19706 | 0 | 5.9617 | 0.43351
| 0.9753 | 'Large' | 4 | 'Mid' | 'Low' | 'In' | 'High' | 'LimitedEE' | 1405 | 30710.37 | 15.3343 | 30113.7203 | ESR-4h-28 | 8.372 | 2.0082 | 3.03 | 20.3725 | 4.9943 | 2.3294 | 5.9617 | 10.987
| 0.96595 | 'Large' | 8 | 'Mid' | 'High' | 'In' | 'Low' | 'LimitedEE' | 1406 | 30710.37 | 10.4411 | 30623.7064 | NewCT2-1 | 9.8289 | 2.3577 | 4.3523 | 17.1511 | 3.9668 | 1.4963 | 5.9617 | 8.7266
| 1.0603 | 'Moderate' | 6 | 'High' | 'High' | 'Out' | 'High' | 'AllOptions' | 1407 | 29266.38 | 9.6911 | 29276.1025 | NewCT1-1 | 8.1303 | 1.9502 | 3.7931 | 15.4344 | 3.4298 | 1.0609 | 5.9617 | 7.5452
| 1.1613 | 'Zero' | 2 | 'Low' | 'Mid' | 'In' | 'High' | 'AllOptions' | 1408 | 29266.38 | 12.255 | 28960.0603 | ESR-4h-18 | 9.1457 | 2.1938 | 3.1015 | 17.5503 | 4.1032 | 1.6069 | 5.9617 | 9.0266
| 1.2204 | 'Zero' | 4 | 'Low' | 'Mid' | 'In' | 'High' | 'LimitedEE' | 1409 | 30710.37 | 16.0872 | 30088.126 | ESR-4h-21 | 12.0793 | 2.8975 | 2.8542 | 21.8389 | 5.4584 | 2.7057 | 5.9617 | 12.0081
| 1.0464 | 'Zero' | 8 | 'High' | 'Mid' | 'In' | 'Mid' | 'AllOptions' | 1410 | 29266.38 | 9.6911 | 29272.7397 | NewCT1-2 | 5.179 | 1.2423 | 4.2033 | 15.1366 | 3.3324 | 0.98198 | 5.9617 | 7.331
| 1.0033 | 'Moderate' | 8 | 'High' | 'Mid' | 'In' | 'Low' | 'LimitedEE' | 1411 | 30710.37 | 10.4411 | 30624.399 | NewCT2-2 | 9.9052 | 2.376 | 3.059 | 15.8761 | 3.5752 | 1.1788 | 5.9617 | 7.8652
| 1.0769 | 'Large' | 4 | 'High' | 'Mid' | 'In' | 'Low' | 'Ref' | 1412 | 27856.5 | 5.0773 | 28612.0581 | CC-4 | 4.1364 | 0.9922 | 2.6122 | 8.6817 | 1.0094 | 0 | 5.9617 | 2.2206
| 1.1483 | 'Moderate' | 6 | 'Low' | 'High' | 'In' | 'Low' | 'Ref' | 1413 | 27856.5 | 9.3098 | 27908.7481 | ESR-4h-14 | 7.6784 | 1.8418 | 3.2277 | 14.3793 | 3.1016 | 0.7948 | 5.9617 | 6.8232
| 1.1295 | 'Moderate' | 6 | 'Mid' | 'Mid' | 'In' | 'Low' | 'DERBreakthrough' | 1414 | 28095.27 | 9.6911 | 28100.6665 | NewCT1-1 | 11.006 | 2.64 | 2.8522 | 15.1833 | 3.3583 | 1.003 | 5.9617 | 7.3881
| 1.174 | 'Large' | 2 | 'Low' | 'Mid' | 'In' | 'Low' | 'Ref' | 1415 | 27856.5 | 10.4411 | 27768.4009 | NewCT2-1 | 7.4169 | 1.7791 | 2.8167 | 15.0369 | 3.3125 | 0.9658 | 5.9617 | 7.2871
| 1.222 | 'Zero' | 8 | 'Low' | 'Low' | 'In' | 'Mid' | 'Ref' | 1416 | 27856.5 | 10.0255 | 27814.8403 | ESR-4h-12 | 9.2359 | 2.2154 | 2.8255 | 15.0664 | 3.3217 | 0.97328 | 5.9617 | 7.3074
| 1.1258 | 'Moderate' | 4 | 'Mid' | 'Low' | 'In' | 'Low' | 'LimitedEE' | 1417 | 30710.37 | 16.0872 | 29228.466 | ESR-4h-25 | 12.2082 | 2.9284 | 3.8448 | 22.8604 | 5.7726 | 2.9604 | 5.9617 | 12.6991
| 1.1853 | 'Large' | 8 | 'Mid' | 'Mid' | 'In' | 'High' | 'AllOptions' | 1418 | 29266.38 | 9.6911 | 29276.2232 | NewCT1-2 | 8.9177 | 2.1391 | 3.7384 | 15.5686 | 3.4726 | 1.0956 | 5.9617 | 7.6394
| 0.95426 | 'Moderate' | 6 | 'Low' | 'Mid' | 'In' | 'Low' | 'DERBreakthrough' | 1419 | 28095.27 | 9.6911 | 28104.495 | NewCT1-2 | 7.0342 | 1.6873 | 2.9345 | 14.3129 | 3.083 | 0.77978 | 5.9617 | 6.7824
| 0.79305 | 'Moderate' | 4 | 'Mid' | 'Mid' | 'In' | 'Low' | 'Ref' | 1420 | 27856.5 | 8.3718 | 28038.466 | NY-5 | 6.886 | 1.6518 | 2.858 | 12.8816 | 2.632 | 0.41411 | 5.9617 | 5.7902
| 1.2353 | 'Moderate' | 2 | 'Low' | 'Mid' | 'Out' | 'Low' | 'DERBreakthrough' | 1421 | 28095.27 | 16.0872 | 27454.126 | ESR-4h-21 | 8.4899 | 2.0365 | 2.3608 | 20.4844 | 5.0352 | 2.3625 | 5.9617 | 11.0769
| 1.187 | 'Moderate' | 6 | 'Mid' | 'Mid' | 'In' | 'Mid' | 'Ref' | 1422 | 27856.5 | 6.5 | 28339.2899 | NY-5 | 5.4001 | 1.2953 | 3.2789 | 11.0742 | 2.035 | 0 | 5.9617 | 4.4768
| 0.92059 | 'Moderate' | 8 | 'High' | 'High' | 'Out' | 'Low' | 'DERBreakthrough' | 1423 | 28095.27 | 7.4416 | 28418.776 | NY-5 | 9.4706 | 2.2717 | 2.9625 | 12.6758 | 2.5662 | 0.36075 | 5.9617 | 5.6454
| 1.1903 | 'Large' | 8 | 'Mid' | 'Mid' | 'In' | 'Low' | 'DERBreakthrough' | 1424 | 28095.27 | 9.6911 | 28100.6665 | NewCT1-1 | 6.5413 | 1.5691 | 3.5905 | 14.8507 | 3.2473 | 0.91294 | 5.9617 | 7.1437
| 0.84689 | 'Moderate' | 8 | 'High' | 'Mid' | 'In' | 'Low' | 'DERBreakthrough' | 1425 | 28095.27 | 6.5 | 28577.572 | NY-5 | 6.4361 | 1.5438 | 2.845 | 10.8889 | 1.9599 | 0 | 5.9617 | 4.3116
| 1.0334 | 'Large' | 4 | 'Low' | 'High' | 'In' | 'Low' | 'LimitedEE' | 1426 | 30710.37 | 11.5416 | 30484.2814 | ESR-4h-23 | 8.7757 | 2.105 | 3.5223 | 17.1689 | 3.9793 | 1.5065 | 5.9617 | 8.7542
| 0.80291 | 'Moderate' | 6 | 'High' | 'Low' | 'In' | 'High' | 'LimitedEE' | 1427 | 30710.37 | 10.4411 | 30623.6207 | NewCT2-3 | 7.4628 | 1.7901 | 3.7416 | 15.9728 | 3.6001 | 1.199 | 5.9617 | 7.9199
| 1.0376 | 'Zero' | 6 | 'High' | 'High' | 'Out' | 'Low' | 'DERBreakthrough' | 1428 | 28095.27 | 9.3 | 28148.233 | NY-4 | 7.9317 | 1.9026 | 3.0804 | 14.2829 | 3.0724 | 0.77113 | 5.9617 | 6.7589
| 0.98152 | 'Moderate' | 6 | 'Low' | 'Low' | 'In' | 'Low' | 'LimitedEE' | 1429 | 30710.37 | 15.4557 | 30079.4953 | ESR-4h-28 | 13.5163 | 3.2422 | 2.7925 | 21.4903 | 5.349 | 2.617 | 5.9617 | 11.7673
| 0.98823 | 'Zero' | 8 | 'Mid' | 'High' | 'Out' | 'High' | 'Ref' | 1430 | 27856.5 | 8.2558 | 28055.466 | NY-2 | 8.3295 | 1.998 | 3.2067 | 13.4605 | 2.8118 | 0.55986 | 5.9617 | 6.1857
| 1.0317 | 'Large' | 6 | 'High' | 'Mid' | 'In' | 'High' | 'AllOptions' | 1431 | 29266.38 | 9.3912 | 29306.0581 | CC-4 | 7.3092 | 1.7533 | 3.44 | 14.5845 | 3.1645 | 0.84586 | 5.9617 | 6.9617
| 0.83676 | 'Moderate' | 2 | 'Mid' | 'High' | 'In' | 'Low' | 'LimitedEE' | 1432 | 30710.37 | 12.5498 | 30370.966 | ESR-4h-28 | 11.7784 | 2.8253 | 3.986 | 19.3611 | 4.6672 | 2.0642 | 5.9617 | 10.2675
| 0.78042 | 'Large' | 4 | 'Mid' | 'Mid' | 'In' | 'Low' | 'Ref' | 1433 | 27856.5 | 8.3718 | 28038.466 | CC-4 | 7.85 | 1.883 | 3.6148 | 13.8696 | 2.9375 | 0.66179 | 5.9617 | 6.4623
| 1.224 | 'Moderate' | 2 | 'Low' | 'Mid' | 'In' | 'High' | 'AllOptions' | 1434 | 29266.38 | 13.0448 | 28874.8487 | ESR-4h-17 | 6.3112 | 1.5139 | 4.0217 | 18.5804 | 4.4206 | 1.8642 | 5.9617 | 9.7249
| 1.1109 | 'Moderate' | 8 | 'Low' | 'Low' | 'In' | 'High' | 'AllOptions' | 1435 | 29266.38 | 10.4411 | 29179.4701 | NewCT2-2 | 7.7176 | 1.8512 | 3.2557 | 15.548 | 3.4701 | 1.0936 | 5.9617 | 7.6339
| 1.215 | 'Large' | 2 | 'Mid' | 'Mid' | 'In' | 'High' | 'DERBreakthrough' | 1436 | 28095.27 | 5.6578 | 28732.466 | CC-4 | 7.6132 | 1.8262 | 2.782 | 10.266 | 1.6916 | 0 | 5.9617 | 3.7214
| 0.76861 | 'Zero' | 8 | 'High' | 'Low' | 'In' | 'Mid' | 'Ref' | 1437 | 27856.5 | 8.6 | 28005.9031 | NY-3 | 5.5995 | 1.3432 | 2.8756 | 12.8188 | 2.6121 | 0.39793 | 5.9617 | 5.7463
| 1.0337 | 'Large' | 2 | 'Low' | 'Mid' | 'In' | 'Low' | 'Ref' | 1438 | 27856.5 | 10.4411 | 27763.8657 | NewCT2-1 | 10.5539 | 2.5316 | 3.2125 | 16.1851 | 3.6715 | 1.2569 | 5.9617 | 8.0769
| 0.8004 | 'Large' | 4 | 'Mid' | 'Mid' | 'In' | 'High' | 'Ref' | 1439 | 27856.5 | 4.5352 | 28732.466 | CC-4 | 5.1136 | 1.2266 | 1.7739 | 7.5358 | 0.52407 | 0 | 5.9617 | 1.1529
| 1.1688 | 'Zero' | 4 | 'Mid' | 'High' | 'Out' | 'Mid' | 'LimitedEE' | 1440 | 30710.37 | 16.0872 | 29655.466 | NewCT2-2 | 13.04 | 3.1279 | 4.3665 | 23.5816 | 5.9958 | 3.1414 | 5.9617 | 13.1902
| 0.99504 | 'Moderate' | 8 | 'Low' | 'Low' | 'In' | 'Mid' | 'DERBreakthrough' | 1441 | 28095.27 | 9.6911 | 28103.7991 | NewCT1-4 | 11.881 | 2.8499 | 3.062 | 15.603 | 3.489 | 1.109 | 5.9617 | 7.6756
| 1.2165 | 'Large' | 6 | 'Low' | 'High' | 'In' | 'Mid' | 'AllOptions' | 1442 | 29266.38 | 9.9724 | 29231.562 | ESR-4h-13 | 7.433 | 1.783 | 4.0275 | 15.7829 | 3.5378 | 1.1485 | 5.9617 | 7.7828
| 1.1609 | 'Zero' | 6 | 'Mid' | 'Mid' | 'In' | 'High' | 'DERBreakthrough' | 1443 | 28095.27 | 8.336 | 28282.466 | NY-2 | 7.3831 | 1.771 | 3.3083 | 13.4153 | 2.7967 | 0.54763 | 5.9617 | 6.1525
| 0.82673 | 'Zero' | 4 | 'Mid' | 'High' | 'In' | 'High' | 'DERBreakthrough' | 1444 | 28095.27 | 4.6035 | 28955.466 | CC-4 | 6.5639 | 1.5745 | 1.939 | 8.1171 | 0.77322 | 0 | 5.9617 | 1.701
| 1.0435 | 'Large' | 8 | 'Low' | 'Low' | 'In' | 'High' | 'DERBreakthrough' | 1445 | 28095.27 | 9.6911 | 28104.9462 | NewCT1-3 | 6.1069 | 1.4649 | 2.8612 | 14.0172 | 2.9903 | 0.70461 | 5.9617 | 6.5784
| 0.98159 | 'Zero' | 6 | 'High' | 'Mid' | 'Out' | 'High' | 'AllOptions' | 1446 | 29266.38 | 10.1 | 29213.7933 | NY-5 | 4.9315 | 1.1829 | 4.241 | 15.5239 | 3.4543 | 1.0808 | 5.9617 | 7.5992
| 0.82213 | 'Zero' | 4 | 'High' | 'Low' | 'In' | 'High' | 'LimitedEE' | 1447 | 30710.37 | 14.981 | 30124.0581 | NewCT2-2 | 8.5212 | 2.044 | 2.746 | 19.7711 | 4.8069 | 2.1774 | 5.9617 | 10.5747
| 1.1878 | 'Large' | 2 | 'Mid' | 'High' | 'In' | 'Mid' | 'DERBreakthrough' | 1448 | 28095.27 | 3.5399 | 29225.466 | CC-3 | 4.5278 | 1.0861 | 3.2902 | 7.9161 | 0.6711 | 0 | 5.9617 | 1.4764
| 1.0085 | 'Large' | 6 | 'Mid' | 'High' | 'In' | 'Low' | 'Ref' | 1449 | 27856.5 | 3.75 | 28930.8902 | NY-5 | 4.5127 | 1.0825 | 2.0151 | 6.8476 | 0.22416 | 0 | 5.9617 | 0.49313
| 0.89965 | 'Large' | 2 | 'High' | 'Mid' | 'Out' | 'Low' | 'LimitedEE' | 1450 | 30710.37 | 16.0872 | 28152.0581 | NewCT2-1 | 14.5505 | 3.4902 | 3.5163 | 23.0937 | 5.8489 | 3.0223 | 5.9617 | 12.8671
| 1.0868 | 'Large' | 4 | 'Low' | 'High' | 'In' | 'Low' | 'Ref' | 1451 | 27856.5 | 8.7125 | 27990.1241 | ESR-4h-15 | 8.7052 | 2.0881 | 3.7111 | 14.5117 | 3.1393 | 0.8254 | 5.9617 | 6.9062
| 1.2354 | 'Zero' | 8 | 'Low' | 'High' | 'In' | 'High' | 'LimitedEE' | 1452 | 30710.37 | 10.4411 | 30624.5356 | NewCT2-1 | 8.625 | 2.0689 | 2.016 | 14.526 | 3.1579 | 0.84048 | 5.9617 | 6.9471
| 0.78466 | 'Moderate' | 6 | 'Mid' | 'High' | 'In' | 'Mid' | 'Ref' | 1453 | 27856.5 | 4.3 | 28788.9149 | NY-2 | 4.0728 | 0.97694 | 3.0089 | 8.2858 | 0.83392 | 0 | 5.9617 | 1.8346
| 0.87517 | 'Zero' | 2 | 'High' | 'Low' | 'In' | 'High' | 'Ref' | 1454 | 27856.5 | 7.8 | 28125.7302 | NY-2 | 7.6047 | 1.8242 | 2.6954 | 12.3195 | 2.456 | 0.27141 | 5.9617 | 5.403
| 1.0613 | 'Moderate' | 4 | 'Mid' | 'High' | 'In' | 'Mid' | 'Ref' | 1455 | 27856.5 | 4.3 | 28788.9149 | NY-2 | 4.9912 | 1.1972 | 2.386 | 7.8833 | 0.66717 | 0 | 5.9617 | 1.4677
| 1.1614 | 'Large' | 2 | 'Low' | 'Low' | 'In' | 'Mid' | 'DERBreakthrough' | 1456 | 28095.27 | 12.2555 | 27788.9193 | ESR-4h-16 | 7.7897 | 1.8685 | 3.1675 | 17.2915 | 4.021 | 1.5402 | 5.9617 | 8.8458
| 1.0148 | 'Large' | 6 | 'Low' | 'Mid' | 'Out' | 'Low' | 'AllOptions' | 1457 | 29266.38 | 12.4839 | 28934.126 | ESR-4h-21 | 6.1229 | 1.4687 | 3.9504 | 17.903 | 4.2074 | 1.6914 | 5.9617 | 9.256
| 1.0356 | 'Moderate' | 2 | 'High' | 'Mid' | 'Out' | 'High' | 'LimitedEE' | 1458 | 30710.37 | 16.0872 | 28846.0581 | NewCT2-1 | 11.3057 | 2.7119 | 3.6494 | 22.4485 | 5.6442 | 2.8563 | 5.9617 | 12.4168
| 0.81103 | 'Moderate' | 8 | 'Mid' | 'Mid' | 'Out' | 'Mid' | 'DERBreakthrough' | 1459 | 28095.27 | 9.6911 | 28104.9805 | NewCT1-3 | 8.5325 | 2.0467 | 2.8788 | 14.6165 | 3.1793 | 0.85783 | 5.9617 | 6.9942
| 0.76636 | 'Moderate' | 2 | 'High' | 'Low' | 'In' | 'Low' | 'Ref' | 1460 | 27856.5 | 8.995 | 27950.0581 | NY-5 | 7.5034 | 1.7999 | 2.9821 | 13.7769 | 2.9135 | 0.64234 | 5.9617 | 6.4095
| 0.76559 | 'Zero' | 8 | 'Mid' | 'High' | 'Out' | 'Low' | 'Ref' | 1461 | 27856.5 | 9.4823 | 27884.5997 | ESR-4h-24 | 7.7638 | 1.8623 | 3.9762 | 15.3208 | 3.3924 | 1.0306 | 5.9617 | 7.463
| 1.0963 | 'Large' | 2 | 'Low' | 'High' | 'In' | 'Low' | 'Ref' | 1462 | 27856.5 | 8.8055 | 27976.4637 | ESR-4h-15 | 8.3554 | 2.0042 | 2.9951 | 13.8049 | 2.9222 | 0.64939 | 5.9617 | 6.4286
| 0.98977 | 'Large' | 8 | 'Low' | 'Low' | 'In' | 'High' | 'DERBreakthrough' | 1463 | 28095.27 | 9.6911 | 28098.4094 | NewCT1-3 | 7.7092 | 1.8492 | 3.0102 | 14.5505 | 3.1574 | 0.84006 | 5.9617 | 6.9459
| 1.0713 | 'Moderate' | 2 | 'Mid' | 'Mid' | 'In' | 'Mid' | 'Ref' | 1464 | 27856.5 | 6.5 | 28339.2899 | NY-5 | 5.8089 | 1.3934 | 2.9467 | 10.8401 | 1.9377 | 0 | 5.9617 | 4.2627
| 0.81453 | 'Zero' | 2 | 'High' | 'Low' | 'In' | 'Mid' | 'DERBreakthrough' | 1465 | 28095.27 | 9.3 | 28147.8458 | NY-4 | 6.1104 | 1.4657 | 3.8578 | 14.6235 | 3.1734 | 0.85302 | 5.9617 | 6.9811
| 1.216 | 'Large' | 8 | 'Low' | 'Low' | 'In' | 'Low' | 'Ref' | 1466 | 27856.5 | 9.9672 | 27821.4747 | ESR-4h-13 | 6.9949 | 1.6779 | 3.3705 | 15.0156 | 3.3011 | 0.95662 | 5.9617 | 7.2622
| 0.97979 | 'Moderate' | 4 | 'Low' | 'Mid' | 'In' | 'High' | 'Ref' | 1467 | 27856.5 | 9.3586 | 27901.4625 | ESR-4h-15 | 7.6213 | 1.8281 | 3.3891 | 14.5758 | 3.1622 | 0.84398 | 5.9617 | 6.9566
| 0.776 | 'Moderate' | 8 | 'Mid' | 'High' | 'Out' | 'Mid' | 'AllOptions' | 1468 | 29266.38 | 9.6911 | 29274.504 | NewCT1-2 | 7.6706 | 1.84 | 4.0342 | 15.5653 | 3.4691 | 1.0928 | 5.9617 | 7.6316
| 1.1902 | 'Large' | 6 | 'Low' | 'High' | 'In' | 'Low' | 'Ref' | 1469 | 27856.5 | 9.6911 | 27864.5302 | NewCT1-2 | 7.8809 | 1.8904 | 3.7436 | 15.3251 | 3.3957 | 1.0333 | 5.9617 | 7.4702
| 1.0713 | 'Zero' | 6 | 'Low' | 'High' | 'Out' | 'Mid' | 'AllOptions' | 1470 | 29266.38 | 10.4411 | 29179.1743 | NewCT2-2 | 6.4347 | 1.5435 | 3.1851 | 15.1697 | 3.3513 | 0.99728 | 5.9617 | 7.3726
| 0.80287 | 'Zero' | 8 | 'Mid' | 'High' | 'Out' | 'High' | 'DERBreakthrough' | 1471 | 28095.27 | 8.8752 | 28205.466 | NY-3 | 4.5517 | 1.0918 | 2.579 | 12.546 | 2.5284 | 0.33014 | 5.9617 | 5.5624
| 1.1649 | 'Large' | 6 | 'Low' | 'Mid' | 'In' | 'High' | 'LimitedEE' | 1472 | 30710.37 | 12.2998 | 30398.4078 | ESR-4h-18 | 9.7269 | 2.3332 | 3.8896 | 18.5226 | 4.4034 | 1.8503 | 5.9617 | 9.6872
| 1.1604 | 'Zero' | 6 | 'Mid' | 'Low' | 'In' | 'High' | 'DERBreakthrough' | 1473 | 28095.27 | 9.6911 | 28105.0367 | NewCT1-1 | 8.3717 | 2.0081 | 2.6182 | 14.3174 | 3.0871 | 0.78305 | 5.9617 | 6.7913
| 1.1854 | 'Zero' | 8 | 'Low' | 'High' | 'In' | 'Low' | 'DERBreakthrough' | 1474 | 28095.27 | 9.6705 | 28098.9361 | ESR-4h-16 | 6.0427 | 1.4495 | 3.1529 | 14.2729 | 3.0686 | 0.76807 | 5.9617 | 6.7506
| 1.0461 | 'Moderate' | 6 | 'Low' | 'Low' | 'In' | 'High' | 'Ref' | 1475 | 27856.5 | 9.6911 | 27863.4348 | NewCT1-2 | 11.3637 | 2.7258 | 2.4259 | 14.8428 | 3.2545 | 0.91877 | 5.9617 | 7.1595
| 1.0091 | 'Moderate' | 8 | 'High' | 'Low' | 'In' | 'High' | 'DERBreakthrough' | 1476 | 28095.27 | 6.5 | 28578.078 | NY-5 | 6.6115 | 1.5859 | 2.4175 | 10.5034 | 1.7983 | 0 | 5.9617 | 3.9561
| 0.82892 | 'Moderate' | 8 | 'Mid' | 'High' | 'In' | 'Mid' | 'DERBreakthrough' | 1477 | 28095.27 | 4.7357 | 28925.466 | NY-2 | 3.6225 | 0.86892 | 3.0243 | 8.6289 | 0.98191 | 0 | 5.9617 | 2.1601
| 1.1725 | 'Large' | 6 | 'Mid' | 'Low' | 'In' | 'Low' | 'LimitedEE' | 1478 | 30710.37 | 16.0872 | 29614.466 | NewCT2-3 | 9.2702 | 2.2237 | 2.3631 | 20.6739 | 5.0949 | 2.411 | 5.9617 | 11.2084
| 1.2046 | 'Moderate' | 4 | 'Low' | 'Low' | 'In' | 'High' | 'Ref' | 1479 | 27856.5 | 9.8569 | 27836.2251 | ESR-4h-14 | 8.1709 | 1.96 | 3.0806 | 14.8975 | 3.2663 | 0.92836 | 5.9617 | 7.1855
| 0.87529 | 'Large' | 2 | 'High' | 'High' | 'In' | 'Mid' | 'Ref' | 1480 | 27856.5 | 2 | 29529.6128 | CC-2 | 4.0422 | 0.9696 | 2.5069 | 5.4765 | -0.37352 | 0 | 5.9617 | -0.82171
| 1.0512 | 'Large' | 6 | 'Mid' | 'Low' | 'Out' | 'Low' | 'AllOptions' | 1481 | 29266.38 | 14.1827 | 28757.9489 | ESR-4h-25 | 8.9775 | 2.1534 | 3.6088 | 19.9449 | 4.8546 | 2.2161 | 5.9617 | 10.6796
| 1.1037 | 'Large' | 4 | 'Mid' | 'High' | 'In' | 'Mid' | 'AllOptions' | 1482 | 29266.38 | 8.8832 | 29375.466 | CC-4 | 5.7597 | 1.3816 | 3.1626 | 13.4274 | 2.8017 | 0.55169 | 5.9617 | 6.1635
| 1.1086 | 'Large' | 2 | 'Mid' | 'Mid' | 'In' | 'High' | 'LimitedEE' | 1483 | 30710.37 | 16.0872 | 29914.966 | ESR-4h-26 | 11.6294 | 2.7896 | 3.8167 | 22.6934 | 5.7201 | 2.9179 | 5.9617 | 12.5837
| 0.80772 | 'Large' | 8 | 'High' | 'High' | 'In' | 'High' | 'AllOptions' | 1484 | 29266.38 | 3.8466 | 30312.776 | NY-5 | 2.6727 | 0.64111 | 3.2563 | 7.744 | 0.59715 | 0 | 5.9617 | 1.3137
| 0.87285 | 'Moderate' | 8 | 'Mid' | 'Low' | 'In' | 'High' | 'DERBreakthrough' | 1485 | 28095.27 | 9.6911 | 28096.0341 | NewCT1-1 | 7.9484 | 1.9066 | 2.891 | 14.4887 | 3.1388 | 0.82504 | 5.9617 | 6.9052
| 1.0769 | 'Moderate' | 4 | 'Low' | 'Mid' | 'Out' | 'Mid' | 'AllOptions' | 1486 | 29266.38 | 14.6056 | 28716.545 | ESR-4h-23 | 11.5659 | 2.7743 | 3.0445 | 20.4245 | 5.0106 | 2.3426 | 5.9617 | 11.0228
| 1.113 | 'Large' | 4 | 'Low' | 'Low' | 'In' | 'High' | 'Ref' | 1487 | 27856.5 | 9.6911 | 27863.4348 | NewCT1-2 | 8.2613 | 1.9816 | 2.8228 | 14.4956 | 3.1416 | 0.82726 | 5.9617 | 6.9112
| 0.77798 | 'Zero' | 2 | 'High' | 'Low' | 'In' | 'Mid' | 'DERBreakthrough' | 1488 | 28095.27 | 9.3 | 28147.8458 | NY-4 | 8.4318 | 2.0225 | 3.565 | 14.8875 | 3.2591 | 0.92254 | 5.9617 | 7.1697
| 0.77864 | 'Zero' | 4 | 'Mid' | 'Low' | 'In' | 'High' | 'LimitedEE' | 1489 | 30710.37 | 14.1037 | 30209.5853 | ESR-4h-28 | 13.9793 | 3.3532 | 3.3392 | 20.7961 | 5.1254 | 2.4357 | 5.9617 | 11.2754
| 1.1135 | 'Large' | 4 | 'Mid' | 'Low' | 'In' | 'Low' | 'AllOptions' | 1490 | 29266.38 | 13.0411 | 28874.466 | NewCT2-2 | 10.3562 | 2.4842 | 3.7411 | 19.2664 | 4.6393 | 2.0416 | 5.9617 | 10.2062
| 1.0286 | 'Zero' | 8 | 'Mid' | 'Low' | 'In' | 'High' | 'DERBreakthrough' | 1491 | 28095.27 | 9.6911 | 28105.0367 | NewCT1-1 | 7.3145 | 1.7545 | 2.5874 | 14.033 | 2.9976 | 0.7105 | 5.9617 | 6.5944
| 0.89815 | 'Moderate' | 2 | 'High' | 'Mid' | 'In' | 'Low' | 'DERBreakthrough' | 1492 | 28095.27 | 6.5 | 28577.572 | NY-5 | 4.8668 | 1.1674 | 3.2545 | 10.9219 | 1.9695 | 0 | 5.9617 | 4.3327
| 0.875 | 'Zero' | 6 | 'Mid' | 'Mid' | 'In' | 'High' | 'AllOptions' | 1493 | 29266.38 | 9.6911 | 29271.2395 | NewCT1-2 | 10.2546 | 2.4598 | 2.8352 | 14.9861 | 3.2963 | 0.95267 | 5.9617 | 7.2515
| 1.0766 | 'Zero' | 6 | 'Low' | 'Low' | 'In' | 'Mid' | 'Ref' | 1494 | 27856.5 | 9.8594 | 27834.626 | NewCT1-3 | 8.0974 | 1.9423 | 3.6494 | 15.4511 | 3.4362 | 1.0661 | 5.9617 | 7.5594
| 1.152 | 'Zero' | 4 | 'Mid' | 'High' | 'Out' | 'Low' | 'AllOptions' | 1495 | 29266.38 | 10.4411 | 29179.2263 | NewCT2-2 | 8.7396 | 2.0964 | 3.4284 | 15.9658 | 3.6005 | 1.1993 | 5.9617 | 7.9208
| 1.153 | 'Moderate' | 2 | 'Low' | 'Mid' | 'In' | 'High' | 'Ref' | 1496 | 27856.5 | 9.6911 | 27860.7344 | NewCT1-1 | 5.1742 | 1.2411 | 4.3409 | 15.2731 | 3.3743 | 1.016 | 5.9617 | 7.4232
| 1.2133 | 'Zero' | 6 | 'Mid' | 'High' | 'In' | 'Mid' | 'Ref' | 1497 | 27856.5 | 5.0146 | 28625.466 | CC-4 | 6.1395 | 1.4727 | 2.8921 | 9.3793 | 1.3075 | 0 | 5.9617 | 2.8763
| 0.79498 | 'Zero' | 4 | 'High' | 'Low' | 'In' | 'High' | 'DERBreakthrough' | 1498 | 28095.27 | 8.6 | 28245.8433 | NY-3 | 8.0987 | 1.9427 | 2.8611 | 13.4038 | 2.7968 | 0.54768 | 5.9617 | 6.1526
| 0.77908 | 'Moderate' | 8 | 'High' | 'Mid' | 'In' | 'High' | 'AllOptions' | 1499 | 29266.38 | 9.3912 | 29306.0581 | NY-5 | 8.5196 | 2.0436 | 2.4413 | 13.8761 | 2.9493 | 0.67134 | 5.9617 | 6.4882
| 1.0903 | 'Moderate' | 4 | 'Low' | 'Low' | 'In' | 'Low' | 'LimitedEE' | 1500 | 30710.37 | 16.0872 | 29281.126 | ESR-4h-27 | 17.8802 | 4.289 | 3.5913 | 23.9675 | 6.124 | 3.2453 | 5.9617 | 13.4723
| 0.88839 | 'Moderate' | 2 | 'High' | 'Mid' | 'In' | 'Low' | 'Ref' | 1501 | 27856.5 | 5.8212 | 28462.0581 | NY-4 | 5.0736 | 1.217 | 1.8532 | 8.8914 | 1.1086 | 0 | 5.9617 | 2.4388
| 1.1737 | 'Large' | 2 | 'Mid' | 'Low' | 'In' | 'Mid' | 'Ref' | 1502 | 27856.5 | 9.6911 | 27864.4621 | NewCT1-1 | 7.2444 | 1.7377 | 2.8753 | 14.3041 | 3.0807 | 0.77791 | 5.9617 | 6.7773
| 1.2057 | 'Moderate' | 2 | 'Low' | 'High' | 'In' | 'Low' | 'AllOptions' | 1503 | 29266.38 | 11.7464 | 29016.126 | NewCT2-1 | 11.9313 | 2.862 | 2.9567 | 17.5651 | 4.109 | 1.6117 | 5.9617 | 9.0396
| 0.82372 | 'Moderate' | 4 | 'High' | 'Mid' | 'In' | 'Low' | 'DERBreakthrough' | 1504 | 28095.27 | 6.5 | 28577.572 | NY-5 | 6.189 | 1.4846 | 2.6093 | 10.5938 | 1.8352 | 0 | 5.9617 | 4.0372
| 0.97754 | 'Zero' | 8 | 'Mid' | 'High' | 'In' | 'High' | 'DERBreakthrough' | 1505 | 28095.27 | 4.6035 | 28955.466 | CC-4 | 4.7185 | 1.1318 | 2.6442 | 8.3796 | 0.87856 | 0 | 5.9617 | 1.9328
| 1.1303 | 'Zero' | 8 | 'Mid' | 'Low' | 'In' | 'Low' | 'AllOptions' | 1506 | 29266.38 | 10.4411 | 29176.8485 | NewCT2-1 | 8.7429 | 2.0972 | 2.5908 | 15.129 | 3.3434 | 0.99089 | 5.9617 | 7.3552
| 0.92324 | 'Zero' | 2 | 'Mid' | 'Low' | 'In' | 'Low' | 'AllOptions' | 1507 | 29266.38 | 14.5825 | 28718.554 | ESR-4h-29 | 10.3217 | 2.4759 | 3.0295 | 20.0878 | 4.9045 | 2.2566 | 5.9617 | 10.7894
| 0.81999 | 'Zero' | 2 | 'High' | 'High' | 'In' | 'Low' | 'AllOptions' | 1508 | 29266.38 | 9.2966 | 29318.776 | NY-3 | 8.1991 | 1.9667 | 3.3814 | 14.6447 | 3.184 | 0.86164 | 5.9617 | 7.0045
| 1.1029 | 'Zero' | 4 | 'Mid' | 'Mid' | 'In' | 'High' | 'AllOptions' | 1509 | 29266.38 | 9.6911 | 29271.2395 | NewCT1-2 | 7.1607 | 1.7176 | 3.6961 | 15.1048 | 3.3266 | 0.97725 | 5.9617 | 7.3182
| 1.1492 | 'Moderate' | 4 | 'Mid' | 'Mid' | 'In' | 'Low' | 'LimitedEE' | 1510 | 30710.37 | 16.0872 | 29960.966 | ESR-4h-26 | 11.7882 | 2.8276 | 3.5221 | 22.4369 | 5.6416 | 2.8542 | 5.9617 | 12.411
| 0.85006 | 'Zero' | 2 | 'High' | 'High' | 'Out' | 'Mid' | 'AllOptions' | 1511 | 29266.38 | 10.4411 | 29172.8535 | NewCT2-1 | 8.9765 | 2.1532 | 3.7176 | 16.3118 | 3.7073 | 1.2859 | 5.9617 | 8.1557
| 1.2179 | 'Zero' | 2 | 'Mid' | 'Mid' | 'Out' | 'Mid' | 'Ref' | 1512 | 27856.5 | 10.4411 | 27770.695 | NewCT2-1 | 10.4354 | 2.5032 | 3.8694 | 16.8136 | 3.8643 | 1.4133 | 5.9617 | 8.5012
| 1.2319 | 'Moderate' | 6 | 'Low' | 'Mid' | 'In' | 'High' | 'AllOptions' | 1513 | 29266.38 | 10.4411 | 29179.3268 | NewCT2-1 | 7.58 | 1.8182 | 4.0689 | 16.3282 | 3.7095 | 1.2877 | 5.9617 | 8.1606
| 0.81774 | 'Zero' | 6 | 'Mid' | 'High' | 'In' | 'Mid' | 'Ref' | 1514 | 27856.5 | 5.0146 | 28625.466 | CC-4 | 3.6545 | 0.87661 | 2.4346 | 8.3258 | 0.85771 | 0 | 5.9617 | 1.8869
| 0.81871 | 'Zero' | 6 | 'Mid' | 'High' | 'In' | 'Low' | 'Ref' | 1515 | 27856.5 | 6.9425 | 28261.466 | CC-4 | 6.5425 | 1.5694 | 3.1956 | 11.7075 | 2.2587 | 0.11147 | 5.9617 | 4.9691
| 1.1475 | 'Zero' | 8 | 'Mid' | 'Mid' | 'In' | 'Low' | 'Ref' | 1516 | 27856.5 | 9.4489 | 27888.466 | NY-4 | 7.8758 | 1.8892 | 3.5113 | 14.8494 | 3.2475 | 0.91315 | 5.9617 | 7.1443
| 0.7691 | 'Moderate' | 8 | 'High' | 'High' | 'In' | 'Mid' | 'AllOptions' | 1517 | 29266.38 | 6.0285 | 29832.776 | NY-4 | 6.7581 | 1.6211 | 3.2277 | 10.8772 | 1.9505 | 0 | 5.9617 | 4.2909
| 0.7854 | 'Zero' | 4 | 'Mid' | 'High' | 'In' | 'High' | 'LimitedEE' | 1518 | 30710.37 | 9.8083 | 30695.6686 | ESR-4h-26 | 8.3444 | 2.0016 | 3.8572 | 15.667 | 3.5026 | 1.12 | 5.9617 | 7.7055
| 1.185 | 'Zero' | 4 | 'Low' | 'Low' | 'In' | 'Low' | 'Ref' | 1519 | 27856.5 | 10.4411 | 27770.2984 | NewCT2-2 | 7.7777 | 1.8656 | 2.8413 | 15.148 | 3.3473 | 0.99406 | 5.9617 | 7.3638
| 1.1811 | 'Zero' | 8 | 'Mid' | 'High' | 'Out' | 'High' | 'LimitedEE' | 1520 | 30710.37 | 10.4411 | 30622.8059 | NewCT2-2 | 7.8292 | 1.878 | 3.3652 | 15.6842 | 3.5122 | 1.1277 | 5.9617 | 7.7265
| 0.9303 | 'Moderate' | 4 | 'Mid' | 'Low' | 'In' | 'Low' | 'DERBreakthrough' | 1521 | 28095.27 | 9.6911 | 28098.8276 | NewCT1-2 | 6.3298 | 1.5183 | 3.7448 | 14.9542 | 3.2786 | 0.93838 | 5.9617 | 7.2127
| 1.0699 | 'Large' | 2 | 'Mid' | 'High' | 'In' | 'Low' | 'LimitedEE' | 1522 | 30710.37 | 14.4889 | 30171.9503 | ESR-4h-26 | 12.6295 | 3.0294 | 3.2364 | 20.7548 | 5.1132 | 2.4258 | 5.9617 | 11.2486
| 0.92161 | 'Moderate' | 2 | 'Mid' | 'High' | 'In' | 'Low' | 'Ref' | 1523 | 27856.5 | 5 | 28630.6113 | NY-3 | 3.5529 | 0.85224 | 2.8554 | 8.7077 | 1.0179 | 0 | 5.9617 | 2.2392
| 0.80123 | 'Large' | 8 | 'Mid' | 'Low' | 'Out' | 'High' | 'Ref' | 1524 | 27856.5 | 9.6911 | 27865.7144 | NewCT1-3 | 5.7323 | 1.375 | 2.4395 | 13.5056 | 2.8324 | 0.57658 | 5.9617 | 6.2311
| 0.87882 | 'Moderate' | 2 | 'Mid' | 'High' | 'Out' | 'High' | 'DERBreakthrough' | 1525 | 28095.27 | 6.9114 | 28505.466 | NY-5 | 5.4161 | 1.2992 | 3.649 | 11.8595 | 2.3029 | 0.14731 | 5.9617 | 5.0663
| 0.86613 | 'Zero' | 6 | 'High' | 'High' | 'In' | 'Low' | 'LimitedEE' | 1526 | 30710.37 | 10.1 | 30659.2853 | NY-5 | 7.4879 | 1.7961 | 4.5861 | 16.4822 | 3.7538 | 1.3236 | 5.9617 | 8.2581
| 0.79975 | 'Moderate' | 6 | 'High' | 'Low' | 'In' | 'Low' | 'DERBreakthrough' | 1527 | 28095.27 | 9.6911 | 28104.8475 | NewCT1-1 | 8.1515 | 1.9553 | 4.1045 | 15.7509 | 3.527 | 1.1398 | 5.9617 | 7.7592
| 1.0765 | 'Large' | 4 | 'Mid' | 'High' | 'In' | 'Low' | 'DERBreakthrough' | 1528 | 28095.27 | 4.3646 | 29011.466 | CC-4 | 2.5484 | 0.6113 | 2.6827 | 7.6586 | 0.56677 | 0 | 5.9617 | 1.2468
| 0.86575 | 'Moderate' | 2 | 'Mid' | 'Low' | 'In' | 'Mid' | 'LimitedEE' | 1529 | 30710.37 | 16.0872 | 29139.5853 | ESR-4h-29 | 10.647 | 2.5539 | 4.6741 | 23.3152 | 5.9092 | 3.0712 | 5.9617 | 12.9997
| 0.91002 | 'Moderate' | 6 | 'Mid' | 'Low' | 'Out' | 'High' | 'DERBreakthrough' | 1530 | 28095.27 | 10.4411 | 27999.9785 | NewCT2-1 | 6.5721 | 1.5765 | 3.8196 | 15.8371 | 3.5566 | 1.1638 | 5.9617 | 7.8243
| 0.88974 | 'Moderate' | 8 | 'High' | 'Low' | 'In' | 'High' | 'Ref' | 1531 | 27856.5 | 5.8 | 28467.2692 | NY-4 | 6.7063 | 1.6087 | 2.3355 | 9.7441 | 1.4713 | 0 | 5.9617 | 3.2368
| 1.1012 | 'Large' | 4 | 'Mid' | 'Low' | 'In' | 'High' | 'DERBreakthrough' | 1532 | 28095.27 | 9.6911 | 28096.0341 | NewCT1-1 | 5.8801 | 1.4105 | 3.4497 | 14.5513 | 3.154 | 0.83729 | 5.9617 | 6.9384
| 1.0831 | 'Zero' | 2 | 'Mid' | 'High' | 'In' | 'High' | 'DERBreakthrough' | 1533 | 28095.27 | 4.6035 | 28955.466 | CC-4 | 3.7626 | 0.90254 | 2.406 | 7.9121 | 0.67938 | 0 | 5.9617 | 1.4946
| 1.2257 | 'Moderate' | 6 | 'Low' | 'Mid' | 'In' | 'High' | 'Ref' | 1534 | 27856.5 | 9.6911 | 27861.5546 | NewCT1-3 | 6.6406 | 1.5929 | 2.7315 | 14.0155 | 2.9908 | 0.70505 | 5.9617 | 6.5796
| 0.76832 | 'Moderate' | 8 | 'Mid' | 'High' | 'In' | 'Low' | 'DERBreakthrough' | 1535 | 28095.27 | 5.7659 | 28711.466 | NY-3 | 5.7911 | 1.3891 | 2.7724 | 9.9274 | 1.5455 | 0 | 5.9617 | 3.4
| 0.98696 | 'Large' | 4 | 'High' | 'Low' | 'Out' | 'Mid' | 'LimitedEE' | 1536 | 30710.37 | 16.0872 | 28594.0581 | NewCT2-2 | 12.4905 | 2.9961 | 3.3994 | 22.4827 | 5.6571 | 2.8668 | 5.9617 | 12.4451
| 0.85279 | 'Moderate' | 6 | 'Mid' | 'Low' | 'In' | 'Mid' | 'Ref' | 1537 | 27856.5 | 9.6911 | 27864.4621 | NewCT1-1 | 5.8088 | 1.3934 | 3.2209 | 14.3053 | 3.0782 | 0.7759 | 5.9617 | 6.7719
| 1.188 | 'Moderate' | 8 | 'Mid' | 'High' | 'In' | 'High' | 'DERBreakthrough' | 1538 | 28095.27 | 3.9854 | 29105.466 | NY-1 | 2.9793 | 0.71465 | 3.7452 | 8.4453 | 0.89442 | 0 | 5.9617 | 1.9676
| 1.0937 | 'Zero' | 8 | 'Low' | 'Low' | 'In' | 'High' | 'LimitedEE' | 1539 | 30710.37 | 11.403 | 30500.0265 | ESR-4h-17 | 12.4042 | 2.9754 | 4.1472 | 18.5256 | 4.4022 | 1.8494 | 5.9617 | 9.6845
| 0.77679 | 'Moderate' | 4 | 'Mid' | 'Low' | 'In' | 'Mid' | 'LimitedEE' | 1540 | 30710.37 | 16.0872 | 29879.5853 | ESR-4h-28 | 6.8354 | 1.6396 | 2.8788 | 20.6055 | 5.0691 | 2.39 | 5.9617 | 11.1515
| 0.76451 | 'Zero' | 4 | 'High' | 'Low' | 'In' | 'Low' | 'DERBreakthrough' | 1541 | 28095.27 | 9.6911 | 28101.4045 | NewCT1-1 | 9.4464 | 2.2659 | 3.4479 | 15.4049 | 3.4233 | 1.0557 | 5.9617 | 7.5311
| 1.086 | 'Large' | 2 | 'Low' | 'Mid' | 'In' | 'Low' | 'Ref' | 1542 | 27856.5 | 10.4411 | 27768.4009 | NewCT2-1 | 9.1842 | 2.203 | 3.3287 | 15.9728 | 3.6035 | 1.2018 | 5.9617 | 7.9275
| 0.8051 | 'Zero' | 4 | 'High' | 'High' | 'In' | 'High' | 'Ref' | 1543 | 27856.5 | 2 | 29530.1452 | CC-2 | 2.8738 | 0.68934 | 2.6569 | 5.3463 | -0.43147 | 0 | 5.9617 | -0.94919
| 0.89448 | 'Large' | 4 | 'High' | 'Mid' | 'In' | 'Mid' | 'Ref' | 1544 | 27856.5 | 3.75 | 28930.5807 | NY-5 | 3.48 | 0.83476 | 3.0125 | 7.5973 | 0.53655 | 0 | 5.9617 | 1.1804
| 0.84287 | 'Moderate' | 4 | 'High' | 'Mid' | 'In' | 'Low' | 'LimitedEE' | 1545 | 30710.37 | 15.3191 | 30092.0581 | NewCT2-2 | 7.2584 | 1.7411 | 3.6009 | 20.6611 | 5.0806 | 2.3994 | 5.9617 | 11.1769
| 1.0525 | 'Zero' | 4 | 'Low' | 'Low' | 'In' | 'Low' | 'Ref' | 1546 | 27856.5 | 10.4411 | 27763.1483 | NewCT2-2 | 6.7071 | 1.6088 | 3.8293 | 15.8792 | 3.5698 | 1.1745 | 5.9617 | 7.8533
| 1.1079 | 'Large' | 8 | 'Low' | 'High' | 'In' | 'Mid' | 'AllOptions' | 1547 | 29266.38 | 9.6911 | 29274.5923 | NewCT1-2 | 5.2369 | 1.2562 | 3.423 | 14.3702 | 3.0971 | 0.79115 | 5.9617 | 6.8133
| 1.0706 | 'Moderate' | 2 | 'Mid' | 'Low' | 'In' | 'High' | 'AllOptions' | 1548 | 29266.38 | 13.4828 | 28828.466 | NewCT2-1 | 7.7549 | 1.8602 | 3.6974 | 19.0403 | 4.5684 | 1.9841 | 5.9617 | 10.0501
| 0.85844 | 'Large' | 6 | 'Mid' | 'Mid' | 'In' | 'Mid' | 'Ref' | 1549 | 27856.5 | 6.1388 | 28402.466 | CC-4 | 6.0278 | 1.4459 | 2.9807 | 10.5654 | 1.8186 | 0 | 5.9617 | 4.0009
| 0.77418 | 'Moderate' | 4 | 'Mid' | 'Low' | 'Out' | 'High' | 'DERBreakthrough' | 1550 | 28095.27 | 10.4411 | 28001.6638 | NewCT2-1 | 6.8763 | 1.6494 | 3.9671 | 16.0575 | 3.625 | 1.2192 | 5.9617 | 7.9746
| 1.0884 | 'Moderate' | 6 | 'Low' | 'Mid' | 'In' | 'Mid' | 'AllOptions' | 1551 | 29266.38 | 10.4411 | 29180.3829 | NewCT2-2 | 8.9171 | 2.139 | 3.5118 | 16.0919 | 3.6396 | 1.231 | 5.9617 | 8.0067
| 0.76683 | 'Moderate' | 8 | 'Mid' | 'Mid' | 'In' | 'Mid' | 'Ref' | 1552 | 27856.5 | 6.5 | 28339.2899 | NY-5 | 4.9471 | 1.1867 | 3.0346 | 10.7213 | 1.8854 | 0 | 5.9617 | 4.1477
| 0.97799 | 'Moderate' | 4 | 'High' | 'Low' | 'Out' | 'Low' | 'AllOptions' | 1553 | 29266.38 | 16.0872 | 28230.0581 | NewCT2-2 | 7.2412 | 1.737 | 3.1115 | 20.9356 | 5.1713 | 2.4729 | 5.9617 | 11.3764
| 0.96005 | 'Zero' | 2 | 'High' | 'Low' | 'In' | 'Mid' | 'DERBreakthrough' | 1554 | 28095.27 | 9.3 | 28147.8458 | NY-4 | 9.8669 | 2.3668 | 2.9656 | 14.6324 | 3.1836 | 0.86131 | 5.9617 | 7.0036
| 1.1306 | 'Zero' | 2 | 'Mid' | 'Mid' | 'In' | 'Mid' | 'Ref' | 1555 | 27856.5 | 8.6 | 28007.1116 | NY-3 | 6.1342 | 1.4714 | 4.1775 | 14.2489 | 3.0525 | 0.75504 | 5.9617 | 6.7153
| 0.83097 | 'Zero' | 2 | 'High' | 'Mid' | 'In' | 'High' | 'Ref' | 1556 | 27856.5 | 5.3459 | 28556.0581 | CC-4 | 4.7255 | 1.1335 | 2.463 | 8.9424 | 1.1237 | 0 | 5.9617 | 2.472
| 1.2129 | 'Moderate' | 4 | 'Low' | 'High' | 'Out' | 'Mid' | 'DERBreakthrough' | 1557 | 28095.27 | 9.9371 | 28064.5109 | ESR-4h-16 | 7.2996 | 1.751 | 3.7153 | 15.4034 | 3.4206 | 1.0535 | 5.9617 | 7.5251
| 0.8154 | 'Moderate' | 8 | 'High' | 'Mid' | 'In' | 'Mid' | 'DERBreakthrough' | 1558 | 28095.27 | 5.8 | 28706.1147 | NY-4 | 5.8216 | 1.3964 | 3.6953 | 10.8917 | 1.9514 | 0 | 5.9617 | 4.293
| 0.82691 | 'Zero' | 4 | 'Mid' | 'High' | 'Out' | 'Mid' | 'DERBreakthrough' | 1559 | 28095.27 | 9.6911 | 28101.595 | NewCT1-1 | 6.1532 | 1.476 | 2.7012 | 13.8682 | 2.9446 | 0.66758 | 5.9617 | 6.478
| 1.1859 | 'Large' | 2 | 'Low' | 'High' | 'Out' | 'High' | 'LimitedEE' | 1560 | 30710.37 | 16.0872 | 29304.126 | ESR-4h-23 | 10.2379 | 2.4558 | 4.2079 | 22.7509 | 5.735 | 2.9299 | 5.9617 | 12.6165
| 0.86946 | 'Zero' | 8 | 'Mid' | 'Mid' | 'In' | 'High' | 'LimitedEE' | 1561 | 30710.37 | 10.4411 | 30618.1957 | NewCT2-2 | 7.5754 | 1.8171 | 3.3153 | 15.5735 | 3.4776 | 1.0997 | 5.9617 | 7.6505
| 0.94303 | 'Large' | 4 | 'Low' | 'Mid' | 'In' | 'High' | 'Ref' | 1562 | 27856.5 | 9.089 | 27937.126 | ESR-4h-15 | 9.5879 | 2.2999 | 3.9444 | 15.3332 | 3.3966 | 1.034 | 5.9617 | 7.4722
| 1.235 | 'Large' | 8 | 'Mid' | 'Low' | 'In' | 'Low' | 'AllOptions' | 1563 | 29266.38 | 10.4411 | 29176.8485 | NewCT2-1 | 7.209 | 1.7292 | 3.3871 | 15.5574 | 3.472 | 1.0951 | 5.9617 | 7.638
| 0.80896 | 'Zero' | 2 | 'High' | 'High' | 'In' | 'High' | 'Ref' | 1564 | 27856.5 | 2 | 29530.1452 | CC-2 | 1.7409 | 0.41759 | 3.5228 | 5.9404 | -0.18476 | 0 | 5.9617 | -0.40646
| 0.90063 | 'Moderate' | 8 | 'Mid' | 'High' | 'In' | 'High' | 'Ref' | 1565 | 27856.5 | 3.5 | 28999.89 | NY-1 | 2.5069 | 0.60134 | 3.5026 | 7.6039 | 0.53384 | 0 | 5.9617 | 1.1744
| 1.1895 | 'Large' | 4 | 'Low' | 'Low' | 'In' | 'Low' | 'Ref' | 1566 | 27856.5 | 10.4411 | 27770.2984 | NewCT2-2 | 6.0714 | 1.4564 | 3.7322 | 15.6297 | 3.4919 | 1.1113 | 5.9617 | 7.6819
| 1.2205 | 'Moderate' | 8 | 'Low' | 'Mid' | 'In' | 'Low' | 'AllOptions' | 1567 | 29266.38 | 10.4411 | 29180.4664 | NewCT2-2 | 7.883 | 1.8909 | 3.2247 | 15.5567 | 3.4731 | 1.096 | 5.9617 | 7.6405
| 0.96521 | 'Large' | 4 | 'Low' | 'Mid' | 'In' | 'Mid' | 'AllOptions' | 1568 | 29266.38 | 10.4411 | 29178.8981 | NewCT2-2 | 9.0763 | 2.1772 | 3.4425 | 16.0608 | 3.6303 | 1.2235 | 5.9617 | 7.9864
| 1.1393 | 'Zero' | 8 | 'Mid' | 'Low' | 'In' | 'Low' | 'LimitedEE' | 1569 | 30710.37 | 12.7027 | 30354.466 | NewCT2-4 | 10.3155 | 2.4744 | 2.8477 | 18.0247 | 4.255 | 1.73 | 5.9617 | 9.3606
| 0.87102 | 'Moderate' | 8 | 'Mid' | 'Low' | 'In' | 'High' | 'AllOptions' | 1570 | 29266.38 | 9.6911 | 29272.5769 | NewCT1-4 | 7.2809 | 1.7465 | 3.5967 | 15.0342 | 3.3051 | 0.95986 | 5.9617 | 7.271
| 0.84434 | 'Large' | 4 | 'Mid' | 'Low' | 'In' | 'Mid' | 'LimitedEE' | 1571 | 30710.37 | 16.0872 | 29879.5853 | ESR-4h-28 | 10.5905 | 2.5404 | 3.7325 | 22.36 | 5.6156 | 2.8331 | 5.9617 | 12.3538
| 0.78618 | 'Zero' | 8 | 'High' | 'High' | 'Out' | 'Low' | 'LimitedEE' | 1572 | 30710.37 | 10.4411 | 30617.1276 | NewCT2-2 | 6.6328 | 1.591 | 4.1167 | 16.1488 | 3.6525 | 1.2415 | 5.9617 | 8.0352
| 0.99345 | 'Moderate' | 2 | 'Low' | 'High' | 'In' | 'Low' | 'LimitedEE' | 1573 | 30710.37 | 13.2317 | 30298.9833 | ESR-4h-29 | 7.937 | 1.9039 | 3.4099 | 18.5454 | 4.4146 | 1.8594 | 5.9617 | 9.7118
| 1.1735 | 'Moderate' | 8 | 'Mid' | 'Mid' | 'In' | 'High' | 'AllOptions' | 1574 | 29266.38 | 9.6911 | 29276.2232 | NewCT1-2 | 7.2938 | 1.7496 | 3.7281 | 15.1688 | 3.3465 | 0.9934 | 5.9617 | 7.362
| 0.92569 | 'Zero' | 6 | 'Mid' | 'High' | 'Out' | 'Mid' | 'AllOptions' | 1575 | 29266.38 | 10.1 | 29215.2971 | NY-5 | 9.5403 | 2.2885 | 4.0857 | 16.4741 | 3.7554 | 1.3249 | 5.9617 | 8.2616
| 0.99858 | 'Moderate' | 2 | 'Mid' | 'High' | 'In' | 'Mid' | 'LimitedEE' | 1576 | 30710.37 | 13.3162 | 30289.7417 | ESR-4h-23 | 9.4747 | 2.2727 | 4.0878 | 19.6767 | 4.7659 | 2.1442 | 5.9617 | 10.4847
| 1.1107 | 'Moderate' | 6 | 'Low' | 'High' | 'In' | 'Mid' | 'Ref' | 1577 | 27856.5 | 8.9449 | 27958.6506 | ESR-4h-12 | 8.6471 | 2.0742 | 2.7339 | 13.753 | 2.908 | 0.63789 | 5.9617 | 6.3974
| 1.2253 | 'Large' | 6 | 'Low' | 'Low' | 'In' | 'High' | 'DERBreakthrough' | 1578 | 28095.27 | 10.0579 | 28049.0691 | ESR-4h-13 | 9.1714 | 2.2 | 3.0922 | 15.35 | 3.409 | 1.044 | 5.9617 | 7.4994
| 1.1866 | 'Moderate' | 4 | 'Low' | 'Low' | 'In' | 'Mid' | 'Ref' | 1579 | 27856.5 | 10.4411 | 27770.421 | NewCT2-1 | 7.9433 | 1.9054 | 3.5201 | 15.8665 | 3.5684 | 1.1733 | 5.9617 | 7.8502
| 1.0304 | 'Zero' | 8 | 'High' | 'Mid' | 'In' | 'Low' | 'AllOptions' | 1580 | 29266.38 | 9.6911 | 29272.327 | NewCT1-3 | 7.871 | 1.888 | 2.7072 | 14.2863 | 3.0765 | 0.7745 | 5.9617 | 6.7681
| 0.79541 | 'Large' | 2 | 'High' | 'Mid' | 'In' | 'High' | 'LimitedEE' | 1581 | 30710.37 | 16.0872 | 30046.0581 | NewCT2-1 | 9.7102 | 2.3292 | 3.4731 | 21.8895 | 5.4693 | 2.7145 | 5.9617 | 12.0319
| 1.1283 | 'Moderate' | 8 | 'Mid' | 'Mid' | 'In' | 'High' | 'LimitedEE' | 1582 | 30710.37 | 10.4411 | 30618.1957 | NewCT2-2 | 6.7236 | 1.6128 | 3.3981 | 15.452 | 3.4386 | 1.0681 | 5.9617 | 7.5647
| 1.0936 | 'Large' | 6 | 'Low' | 'Mid' | 'Out' | 'High' | 'Ref' | 1583 | 27856.5 | 10.4411 | 27764.7204 | NewCT2-1 | 10.275 | 2.4647 | 2.9616 | 15.8673 | 3.5733 | 1.1773 | 5.9617 | 7.8609
| 0.84465 | 'Zero' | 4 | 'High' | 'Low' | 'In' | 'High' | 'AllOptions' | 1584 | 29266.38 | 9.9405 | 29234.0581 | NewCT1-2 | 9.8696 | 2.3674 | 3.0971 | 15.405 | 3.4263 | 1.0581 | 5.9617 | 7.5375
| 1.1702 | 'Zero' | 4 | 'Mid' | 'Mid' | 'In' | 'Mid' | 'Ref' | 1585 | 27856.5 | 8.6 | 28007.1116 | NY-3 | 5.9842 | 1.4354 | 3.6748 | 13.7103 | 2.8867 | 0.62062 | 5.9617 | 6.3505
| 0.82702 | 'Zero' | 4 | 'Mid' | 'Low' | 'In' | 'Low' | 'Ref' | 1586 | 27856.5 | 9.6911 | 27865.2711 | NewCT1-2 | 9.7941 | 2.3493 | 3.1049 | 15.1453 | 3.3443 | 0.99158 | 5.9617 | 7.3571
| 0.99387 | 'Moderate' | 2 | 'High' | 'Mid' | 'In' | 'Low' | 'AllOptions' | 1587 | 29266.38 | 10.4411 | 29180.5734 | NewCT2-1 | 8.0419 | 1.929 | 2.8135 | 15.1836 | 3.3588 | 1.0033 | 5.9617 | 7.389
| 0.8067 | 'Moderate' | 8 | 'Mid' | 'Mid' | 'In' | 'High' | 'AllOptions' | 1588 | 29266.38 | 9.6911 | 29276.2232 | NewCT1-2 | 9.0791 | 2.1778 | 3.4613 | 15.3302 | 3.3997 | 1.0365 | 5.9617 | 7.479
| 0.89618 | 'Large' | 2 | 'Mid' | 'Mid' | 'In' | 'High' | 'AllOptions' | 1589 | 29266.38 | 10.4411 | 29177.0139 | NewCT2-1 | 10.3404 | 2.4804 | 3.2607 | 16.1821 | 3.6701 | 1.2558 | 5.9617 | 8.074
| 1.0969 | 'Large' | 8 | 'Mid' | 'High' | 'In' | 'Low' | 'Ref' | 1590 | 27856.5 | 3.75 | 28930.8902 | NY-5 | 4.0515 | 0.97185 | 2.8534 | 7.5752 | 0.52883 | 0 | 5.9617 | 1.1634
| 1.0851 | 'Zero' | 8 | 'Mid' | 'High' | 'In' | 'Low' | 'LimitedEE' | 1591 | 30710.37 | 10.4411 | 30623.7064 | NewCT2-1 | 10.0394 | 2.4082 | 3.0562 | 15.9054 | 3.5845 | 1.1864 | 5.9617 | 7.8856
| 1.0248 | 'Moderate' | 8 | 'High' | 'Mid' | 'In' | 'Mid' | 'Ref' | 1592 | 27856.5 | 5 | 28630.3328 | NY-3 | 4.7218 | 1.1326 | 2.5647 | 8.6973 | 1.0167 | 0 | 5.9617 | 2.2366
| 1.2018 | 'Large' | 6 | 'Low' | 'Mid' | 'In' | 'Mid' | 'Ref' | 1593 | 27856.5 | 9.786 | 27844.126 | NewCT1-3 | 11.0497 | 2.6505 | 2.3626 | 14.7991 | 3.2412 | 0.90802 | 5.9617 | 7.1304
| 0.85029 | 'Large' | 6 | 'Mid' | 'Mid' | 'In' | 'Low' | 'AllOptions' | 1594 | 29266.38 | 10.4411 | 29173.2755 | NewCT2-1 | 11.2825 | 2.7063 | 3.6241 | 16.7715 | 3.8531 | 1.4041 | 5.9617 | 8.4765
| 0.95239 | 'Large' | 6 | 'High' | 'High' | 'In' | 'High' | 'LimitedEE' | 1595 | 30710.37 | 9.6911 | 30713.2682 | NewCT1-2 | 7.1829 | 1.723 | 3.2795 | 14.6936 | 3.2003 | 0.87484 | 5.9617 | 7.0403
| 0.88144 | 'Large' | 8 | 'High' | 'High' | 'In' | 'Low' | 'DERBreakthrough' | 1596 | 28095.27 | 3 | 29390.7589 | NY-4 | 3.0768 | 0.73804 | 2.2869 | 6.0249 | -0.1342 | 0 | 5.9617 | -0.29523
| 0.90878 | 'Zero' | 4 | 'High' | 'High' | 'In' | 'Mid' | 'Ref' | 1597 | 27856.5 | 2.7516 | 29232.776 | CC-2 | 2.4313 | 0.58319 | 2.6594 | 5.9941 | -0.15173 | 0 | 5.9617 | -0.33379
| 0.91549 | 'Zero' | 6 | 'High' | 'Low' | 'In' | 'Mid' | 'Ref' | 1598 | 27856.5 | 8.6 | 28005.9031 | NY-3 | 6.2124 | 1.4902 | 3.1768 | 13.267 | 2.751 | 0.51057 | 5.9617 | 6.0519
| 0.78482 | 'Large' | 4 | 'Mid' | 'High' | 'In' | 'High' | 'DERBreakthrough' | 1599 | 28095.27 | 2.9475 | 29405.466 | NY-3 | 2.0519 | 0.4922 | 2.9903 | 6.43 | 0.032748 | 0 | 5.9617 | 0.072042
| 0.79807 | 'Large' | 4 | 'High' | 'High' | 'In' | 'Low' | 'LimitedEE' | 1600 | 30710.37 | 10.4411 | 30622.9476 | NewCT2-1 | 9.8755 | 2.3688 | 4.2389 | 17.0488 | 3.9355 | 1.4709 | 5.9617 | 8.6577
| 1.2004 | 'Large' | 4 | 'Mid' | 'Low' | 'Out' | 'Mid' | 'DERBreakthrough' | 1601 | 28095.27 | 10.4411 | 28003.2574 | NewCT2-2 | 8.7867 | 2.1077 | 2.264 | 14.8128 | 3.2463 | 0.91218 | 5.9617 | 7.1416
| 0.83074 | 'Zero' | 2 | 'Mid' | 'Mid' | 'In' | 'High' | 'LimitedEE' | 1602 | 30710.37 | 14.9456 | 30127.4443 | ESR-4h-28 | 12.1449 | 2.9132 | 2.3402 | 20.199 | 4.9453 | 2.2897 | 5.9617 | 10.8792
| 0.94344 | 'Zero' | 6 | 'Mid' | 'High' | 'In' | 'High' | 'Ref' | 1603 | 27856.5 | 3.6518 | 28955.466 | CC-3 | 3.9804 | 0.95479 | 3.4671 | 8.0737 | 0.73714 | 0 | 5.9617 | 1.6216
| 1.109 | 'Large' | 6 | 'Mid' | 'High' | 'In' | 'High' | 'LimitedEE' | 1604 | 30710.37 | 9.6911 | 30718.1896 | NewCT1-3 | 8.2011 | 1.9672 | 2.9511 | 14.6094 | 3.1764 | 0.85552 | 5.9617 | 6.9879
| 1.1261 | 'Moderate' | 4 | 'Mid' | 'Low' | 'In' | 'High' | 'Ref' | 1605 | 27856.5 | 8.0339 | 28088.466 | NY-5 | 9.8257 | 2.3569 | 2.2834 | 12.6742 | 2.5713 | 0.36492 | 5.9617 | 5.6567
| 1.1627 | 'Zero' | 2 | 'Mid' | 'High' | 'In' | 'Mid' | 'LimitedEE' | 1606 | 30710.37 | 15.0713 | 30115.466 | NewCT2-1 | 14.2339 | 3.4143 | 4.2504 | 22.736 | 5.7299 | 2.9258 | 5.9617 | 12.6054
| 1.063 | 'Zero' | 4 | 'High' | 'High' | 'Out' | 'Mid' | 'AllOptions' | 1607 | 29266.38 | 9.6911 | 29274.2612 | NewCT1-2 | 6.7194 | 1.6118 | 2.4944 | 13.7973 | 2.924 | 0.65082 | 5.9617 | 6.4325
| 1.0177 | 'Moderate' | 4 | 'Mid' | 'Low' | 'Out' | 'Low' | 'Ref' | 1608 | 27856.5 | 11.1574 | 27674.466 | NewCT2-2 | 6.7336 | 1.6152 | 4.1798 | 16.9524 | 3.9056 | 1.4467 | 5.9617 | 8.5919
| 1.2122 | 'Large' | 4 | 'Mid' | 'Low' | 'In' | 'Low' | 'LimitedEE' | 1609 | 30710.37 | 16.0872 | 28874.466 | NewCT2-2 | 11.6417 | 2.7925 | 3.4829 | 22.3626 | 5.6185 | 2.8355 | 5.9617 | 12.3602
| 0.88773 | 'Moderate' | 6 | 'Mid' | 'High' | 'In' | 'Low' | 'LimitedEE' | 1610 | 30710.37 | 10.4411 | 30623.7064 | NewCT2-2 | 9.2394 | 2.2163 | 4.5935 | 17.2508 | 3.9963 | 1.5202 | 5.9617 | 8.7915
| 1.0825 | 'Large' | 4 | 'Low' | 'High' | 'In' | 'High' | 'LimitedEE' | 1611 | 30710.37 | 10.7826 | 30573.126 | ESR-4h-17 | 8.9964 | 2.158 | 3.2196 | 16.1601 | 3.6635 | 1.2504 | 5.9617 | 8.0595
| 0.97182 | 'Zero' | 6 | 'Low' | 'Mid' | 'In' | 'High' | 'LimitedEE' | 1612 | 30710.37 | 10.6996 | 30583.8546 | ESR-4h-19 | 7.4521 | 1.7876 | 2.5621 | 15.0492 | 3.3184 | 0.97065 | 5.9617 | 7.3003
| 1.0005 | 'Moderate' | 8 | 'Low' | 'Low' | 'In' | 'High' | 'AllOptions' | 1613 | 29266.38 | 10.4411 | 29180.0444 | NewCT2-1 | 8.4451 | 2.0257 | 2.4962 | 14.963 | 3.2918 | 0.94903 | 5.9617 | 7.2416
| 1.1075 | 'Large' | 8 | 'Mid' | 'Low' | 'In' | 'High' | 'DERBreakthrough' | 1614 | 28095.27 | 9.6911 | 28096.0341 | NewCT1-1 | 6.493 | 1.5575 | 3.8347 | 15.0832 | 3.3186 | 0.9708 | 5.9617 | 7.3007
| 1.2178 | 'Moderate' | 2 | 'Low' | 'High' | 'In' | 'Mid' | 'DERBreakthrough' | 1615 | 28095.27 | 9.9846 | 28058.7532 | ESR-4h-10 | 6.9346 | 1.6634 | 2.9297 | 14.5777 | 3.1666 | 0.84755 | 5.9617 | 6.9663
| 1.0668 | 'Moderate' | 4 | 'High' | 'Mid' | 'In' | 'Mid' | 'DERBreakthrough' | 1616 | 28095.27 | 5.8 | 28706.1147 | NY-4 | 3.1511 | 0.75587 | 2.6026 | 9.1585 | 1.2154 | 0 | 5.9617 | 2.6738
| 0.92361 | 'Large' | 6 | 'High' | 'Mid' | 'In' | 'Mid' | 'LimitedEE' | 1617 | 30710.37 | 10.4411 | 30624.478 | NewCT2-2 | 7.8113 | 1.8737 | 2.4872 | 14.8019 | 3.241 | 0.9079 | 5.9617 | 7.13
| 1.1345 | 'Zero' | 6 | 'Mid' | 'Low' | 'In' | 'Low' | 'AllOptions' | 1618 | 29266.38 | 10.4411 | 29176.8485 | NewCT2-2 | 9.0506 | 2.171 | 3.6759 | 16.2879 | 3.7001 | 1.2801 | 5.9617 | 8.1398
| 1.2061 | 'Zero' | 6 | 'Mid' | 'Low' | 'In' | 'High' | 'Ref' | 1619 | 27856.5 | 9.3 | 27909.471 | NY-4 | 6.3634 | 1.5264 | 3.4345 | 14.2609 | 3.0624 | 0.7631 | 5.9617 | 6.7371
| 0.93447 | 'Zero' | 4 | 'Mid' | 'Low' | 'In' | 'High' | 'LimitedEE' | 1620 | 30710.37 | 14.7483 | 30146.3892 | ESR-4h-28 | 10.42 | 2.4995 | 4.2088 | 21.4566 | 5.3266 | 2.5988 | 5.9617 | 11.718
| 1.146 | 'Large' | 4 | 'Mid' | 'High' | 'In' | 'Low' | 'DERBreakthrough' | 1621 | 28095.27 | 4.3646 | 29011.466 | CC-4 | 3.2609 | 0.7822 | 3.2061 | 8.3529 | 0.86064 | 0 | 5.9617 | 1.8933
| 1.0792 | 'Moderate' | 2 | 'High' | 'High' | 'Out' | 'Low' | 'LimitedEE' | 1622 | 30710.37 | 16.0872 | 29158.776 | NewCT2-1 | 8.4626 | 2.0299 | 4.9821 | 23.0992 | 5.8384 | 3.0138 | 5.9617 | 12.8441
| 0.98099 | 'Zero' | 8 | 'Low' | 'High' | 'In' | 'Low' | 'Ref' | 1623 | 27856.5 | 8.8078 | 27976.126 | NY-3 | 8.8523 | 2.1234 | 3.36 | 14.2913 | 3.0727 | 0.77137 | 5.9617 | 6.7596
| 1.1869 | 'Large' | 4 | 'Mid' | 'Mid' | 'In' | 'High' | 'DERBreakthrough' | 1624 | 28095.27 | 5.6578 | 28732.466 | CC-4 | 5.0856 | 1.2199 | 2.8412 | 9.7189 | 1.4547 | 0 | 5.9617 | 3.2002
| 1.2035 | 'Moderate' | 2 | 'Low' | 'Low' | 'In' | 'High' | 'DERBreakthrough' | 1625 | 28095.27 | 10.8937 | 27944.626 | NewCT2-1 | 9.399 | 2.2546 | 2.5586 | 15.7069 | 3.526 | 1.1389 | 5.9617 | 7.7569
| 0.89695 | 'Moderate' | 2 | 'Mid' | 'Low' | 'In' | 'High' | 'DERBreakthrough' | 1626 | 28095.27 | 9.6911 | 28096.0341 | NewCT1-1 | 9.5607 | 2.2933 | 3.5093 | 15.4937 | 3.4508 | 1.078 | 5.9617 | 7.5915
| 0.84578 | 'Large' | 2 | 'High' | 'Low' | 'In' | 'Low' | 'DERBreakthrough' | 1627 | 28095.27 | 9.6911 | 28104.8475 | NewCT1-1 | 10.5972 | 2.542 | 2.873 | 15.106 | 3.3338 | 0.9831 | 5.9617 | 7.3341
| 1.1858 | 'Moderate' | 6 | 'Low' | 'Low' | 'Out' | 'High' | 'DERBreakthrough' | 1628 | 28095.27 | 10.4411 | 28009.1676 | NewCT2-3 | 7.6943 | 1.8457 | 3.5434 | 15.8302 | 3.5567 | 1.1638 | 5.9617 | 7.8245
| 0.91337 | 'Moderate' | 8 | 'High' | 'Mid' | 'Out' | 'Mid' | 'AllOptions' | 1629 | 29266.38 | 9.7702 | 29256.0581 | NewCT1-4 | 6.7043 | 1.6082 | 3.3227 | 14.7011 | 3.2023 | 0.87647 | 5.9617 | 7.0448
| 0.95829 | 'Large' | 4 | 'Mid' | 'Mid' | 'In' | 'Low' | 'LimitedEE' | 1630 | 30710.37 | 15.1263 | 30110.2481 | ESR-4h-28 | 10.763 | 2.5817 | 3.3591 | 21.0671 | 5.2107 | 2.5049 | 5.9617 | 11.4632
| 1.1794 | 'Large' | 8 | 'Low' | 'High' | 'In' | 'High' | 'LimitedEE' | 1631 | 30710.37 | 10.4411 | 30624.5356 | NewCT2-1 | 6.4907 | 1.5569 | 3.1142 | 15.1122 | 3.3337 | 0.98306 | 5.9617 | 7.334
| 1.2045 | 'Moderate' | 2 | 'Mid' | 'Low' | 'Out' | 'Low' | 'DERBreakthrough' | 1632 | 28095.27 | 16.0872 | 26934.466 | NewCT2-1 | 11.1512 | 2.6749 | 2.6396 | 21.4016 | 5.3222 | 2.5953 | 5.9617 | 11.7085
| 1.0645 | 'Zero' | 8 | 'Mid' | 'Mid' | 'In' | 'High' | 'LimitedEE' | 1633 | 30710.37 | 10.4411 | 30618.1957 | NewCT2-2 | 9.1841 | 2.203 | 2.9442 | 15.5882 | 3.4854 | 1.106 | 5.9617 | 7.6675
| 1.0991 | 'Moderate' | 8 | 'Low' | 'Low' | 'Out' | 'Mid' | 'Ref' | 1634 | 27856.5 | 10.4411 | 27769.8031 | NewCT2-2 | 8.919 | 2.1394 | 2.9166 | 15.4971 | 3.4568 | 1.0829 | 5.9617 | 7.6047
| 0.83341 | 'Zero' | 2 | 'High' | 'High' | 'In' | 'High' | 'LimitedEE' | 1635 | 30710.37 | 10.1 | 30658.5649 | NY-5 | 8.7656 | 2.1026 | 3.179 | 15.3816 | 3.4182 | 1.0515 | 5.9617 | 7.5198
| 0.98683 | 'Zero' | 4 | 'High' | 'Mid' | 'Out' | 'Mid' | 'AllOptions' | 1636 | 29266.38 | 10.4411 | 29177.5395 | NewCT2-2 | 8.843 | 2.1212 | 3.6612 | 16.2235 | 3.6798 | 1.2637 | 5.9617 | 8.0954
| 0.90374 | 'Moderate' | 8 | 'High' | 'Mid' | 'In' | 'Mid' | 'LimitedEE' | 1637 | 30710.37 | 10.4411 | 30624.478 | NewCT2-1 | 8.8016 | 2.1113 | 3.1035 | 15.6558 | 3.5054 | 1.1222 | 5.9617 | 7.7115
| 0.93516 | 'Zero' | 8 | 'Mid' | 'Mid' | 'In' | 'Mid' | 'AllOptions' | 1638 | 29266.38 | 9.6911 | 29273.7486 | NewCT1-3 | 5.9818 | 1.4349 | 2.8633 | 13.9893 | 2.9815 | 0.69746 | 5.9617 | 6.559
| 1.1568 | 'Zero' | 2 | 'Low' | 'High' | 'In' | 'Low' | 'DERBreakthrough' | 1639 | 28095.27 | 9.4573 | 28126.126 | ESR-4h-16 | 9.1969 | 2.2061 | 3.5403 | 15.2036 | 3.359 | 1.0036 | 5.9617 | 7.3896
| 0.79777 | 'Large' | 8 | 'Mid' | 'High' | 'In' | 'Mid' | 'AllOptions' | 1640 | 29266.38 | 8.8832 | 29375.466 | CC-4 | 8.0893 | 1.9404 | 2.6527 | 13.4763 | 2.8214 | 0.56764 | 5.9617 | 6.2068
| 1.1552 | 'Large' | 8 | 'Low' | 'Low' | 'In' | 'Low' | 'LimitedEE' | 1641 | 30710.37 | 14.7977 | 30141.626 | ESR-4h-20 | 10.1535 | 2.4355 | 4.1529 | 21.3861 | 5.3048 | 2.5812 | 5.9617 | 11.6701
| 1.0406 | 'Moderate' | 6 | 'High' | 'High' | 'In' | 'High' | 'LimitedEE' | 1642 | 30710.37 | 9.6911 | 30713.2682 | NewCT1-2 | 9.3069 | 2.2325 | 2.3959 | 14.3194 | 3.0896 | 0.78507 | 5.9617 | 6.7968
| 1.1042 | 'Zero' | 6 | 'Mid' | 'Low' | 'In' | 'High' | 'LimitedEE' | 1643 | 30710.37 | 13.1361 | 30308.466 | NewCT2-3 | 7.3253 | 1.7571 | 3.7357 | 18.629 | 4.4383 | 1.8786 | 5.9617 | 9.7638
| 0.83346 | 'Zero' | 2 | 'Mid' | 'Low' | 'In' | 'Mid' | 'DERBreakthrough' | 1644 | 28095.27 | 10.1 | 28044.1644 | NY-5 | 6.0023 | 1.4398 | 4.4942 | 16.034 | 3.6131 | 1.2096 | 5.9617 | 7.9486
| 1.1668 | 'Zero' | 4 | 'Mid' | 'Low' | 'In' | 'Low' | 'AllOptions' | 1645 | 29266.38 | 13.0411 | 28874.466 | NewCT2-2 | 11.3017 | 2.7109 | 3.7425 | 19.4946 | 4.7113 | 2.1 | 5.9617 | 10.3646
| 1.2151 | 'Moderate' | 8 | 'Mid' | 'Low' | 'In' | 'High' | 'Ref' | 1646 | 27856.5 | 8.0339 | 28088.466 | NY-5 | 7.4247 | 1.781 | 3.2083 | 13.0232 | 2.6738 | 0.44798 | 5.9617 | 5.8821
| 0.79922 | 'Moderate' | 6 | 'High' | 'Mid' | 'Out' | 'Low' | 'DERBreakthrough' | 1647 | 28095.27 | 9.6911 | 28100.1806 | NewCT1-2 | 7.9673 | 1.9111 | 3.291 | 14.8932 | 3.2632 | 0.92583 | 5.9617 | 7.1787
| 0.79215 | 'Zero' | 6 | 'High' | 'Mid' | 'In' | 'Mid' | 'AllOptions' | 1648 | 29266.38 | 9.6911 | 29272.7397 | NewCT1-2 | 5.0677 | 1.2156 | 3.1823 | 14.089 | 3.0103 | 0.72082 | 5.9617 | 6.6224
| 1.2073 | 'Moderate' | 2 | 'Low' | 'Low' | 'In' | 'Mid' | 'LimitedEE' | 1649 | 30710.37 | 16.0872 | 28285.626 | ESR-4h-20 | 9.1898 | 2.2044 | 3.841 | 22.1325 | 5.5429 | 2.7742 | 5.9617 | 12.1939
| 1.1342 | 'Large' | 2 | 'Mid' | 'Mid' | 'In' | 'Mid' | 'DERBreakthrough' | 1650 | 28095.27 | 7.5447 | 28402.466 | CC-4 | 6.0434 | 1.4496 | 3.6202 | 12.6145 | 2.5414 | 0.34065 | 5.9617 | 5.5909
| 0.90468 | 'Large' | 6 | 'Mid' | 'Low' | 'In' | 'High' | 'Ref' | 1651 | 27856.5 | 8.0339 | 28088.466 | CC-4 | 7.4537 | 1.7879 | 2.5937 | 12.4156 | 2.4872 | 0.29666 | 5.9617 | 5.4715
| 1.1527 | 'Moderate' | 4 | 'Low' | 'Low' | 'In' | 'High' | 'LimitedEE' | 1652 | 30710.37 | 16.0872 | 29975.126 | ESR-4h-27 | 10.8667 | 2.6066 | 4.3301 | 23.0239 | 5.8201 | 2.999 | 5.9617 | 12.8038
| 0.9723 | 'Zero' | 4 | 'High' | 'Low' | 'In' | 'High' | 'Ref' | 1653 | 27856.5 | 7.8 | 28125.7302 | NY-2 | 7.3539 | 1.764 | 3.7852 | 13.3492 | 2.7719 | 0.52749 | 5.9617 | 6.0978
| 0.99124 | 'Moderate' | 4 | 'Low' | 'Mid' | 'In' | 'High' | 'LimitedEE' | 1654 | 30710.37 | 13.1954 | 30302.7629 | ESR-4h-24 | 7.8672 | 1.8871 | 3.5689 | 18.6514 | 4.4467 | 1.8854 | 5.9617 | 9.7824
| 0.92646 | 'Large' | 4 | 'Mid' | 'High' | 'In' | 'Low' | 'AllOptions' | 1655 | 29266.38 | 9.6911 | 29274.6496 | NewCT1-1 | 7.7724 | 1.8644 | 3.8538 | 15.4093 | 3.4213 | 1.0541 | 5.9617 | 7.5267
| 1.0105 | 'Large' | 4 | 'Mid' | 'High' | 'In' | 'High' | 'LimitedEE' | 1656 | 30710.37 | 10.4411 | 30624.5667 | NewCT2-1 | 9.0135 | 2.1621 | 3.6098 | 16.2129 | 3.6769 | 1.2613 | 5.9617 | 8.089
| 0.84886 | 'Large' | 6 | 'High' | 'High' | 'Out' | 'High' | 'AllOptions' | 1657 | 29266.38 | 9.6911 | 29276.1025 | NewCT1-1 | 8.8188 | 2.1154 | 3.0562 | 14.8627 | 3.2555 | 0.91961 | 5.9617 | 7.1618
| 0.83214 | 'Large' | 4 | 'High' | 'High' | 'In' | 'Low' | 'Ref' | 1658 | 27856.5 | 2.5127 | 29318.776 | NY-3 | 2.9978 | 0.71908 | 3.0991 | 6.331 | -0.011267 | 0 | 5.9617 | -0.024786
| 1.1423 | 'Zero' | 4 | 'Low' | 'Low' | 'In' | 'High' | 'LimitedEE' | 1659 | 30710.37 | 16.0872 | 29975.126 | ESR-4h-27 | 10.2541 | 2.4597 | 1.9449 | 20.4917 | 5.0409 | 2.3672 | 5.9617 | 11.0896
| 0.82006 | 'Large' | 4 | 'Mid' | 'Low' | 'In' | 'Low' | 'AllOptions' | 1660 | 29266.38 | 10.4411 | 29175.7848 | NewCT2-2 | 8.5548 | 2.0521 | 3.3302 | 15.8233 | 3.5563 | 1.1635 | 5.9617 | 7.8236
| 1.0241 | 'Moderate' | 4 | 'High' | 'Low' | 'In' | 'Low' | 'DERBreakthrough' | 1661 | 28095.27 | 9.6911 | 28104.8475 | NewCT1-1 | 10.1249 | 2.4287 | 3.4659 | 15.5857 | 3.4802 | 1.1018 | 5.9617 | 7.6562
| 0.93852 | 'Large' | 6 | 'Mid' | 'Mid' | 'In' | 'Mid' | 'LimitedEE' | 1662 | 30710.37 | 10.4411 | 30615.6514 | NewCT2-3 | 8.9844 | 2.1551 | 4.0882 | 16.6844 | 3.8217 | 1.3787 | 5.9617 | 8.4075
| 1.0405 | 'Moderate' | 2 | 'Mid' | 'Low' | 'In' | 'High' | 'LimitedEE' | 1663 | 30710.37 | 16.0872 | 29182.466 | ESR-4h-25 | 9.7077 | 2.3286 | 3.8028 | 22.2186 | 5.5704 | 2.7965 | 5.9617 | 12.2544
| 0.95246 | 'Zero' | 2 | 'High' | 'Mid' | 'Out' | 'Low' | 'Ref' | 1664 | 27856.5 | 10.2725 | 27782.0581 | NY-5 | 7.0538 | 1.692 | 2.4691 | 14.4336 | 3.125 | 0.81379 | 5.9617 | 6.8747
| 0.99197 | 'Moderate' | 8 | 'High' | 'Low' | 'In' | 'Low' | 'AllOptions' | 1665 | 29266.38 | 9.6911 | 29276.0683 | NewCT1-4 | 5.4838 | 1.3154 | 2.5443 | 13.5508 | 2.8458 | 0.58743 | 5.9617 | 6.2605
| 0.93705 | 'Moderate' | 6 | 'High' | 'Mid' | 'In' | 'Mid' | 'AllOptions' | 1666 | 29266.38 | 9.6911 | 29272.8185 | NewCT1-1 | 5.3506 | 1.2835 | 3.8246 | 14.7991 | 3.229 | 0.89817 | 5.9617 | 7.1036
| 0.99767 | 'Zero' | 6 | 'High' | 'High' | 'In' | 'Mid' | 'LimitedEE' | 1667 | 30710.37 | 9.6911 | 30719.7793 | NewCT1-3 | 8.1938 | 1.9655 | 2.979 | 14.6356 | 3.1845 | 0.86202 | 5.9617 | 7.0056
| 0.82185 | 'Large' | 8 | 'Mid' | 'High' | 'In' | 'Low' | 'Ref' | 1668 | 27856.5 | 3.75 | 28930.8902 | NY-5 | 4.7042 | 1.1284 | 2.6383 | 7.5167 | 0.50602 | 0 | 5.9617 | 1.1132
| 1.1006 | 'Zero' | 2 | 'Low' | 'Mid' | 'In' | 'Mid' | 'LimitedEE' | 1669 | 30710.37 | 16.0872 | 29637.626 | ESR-4h-28 | 7.25 | 1.7391 | 3.4454 | 21.2716 | 5.2745 | 2.5566 | 5.9617 | 11.6035
| 0.84073 | 'Zero' | 6 | 'Mid' | 'Mid' | 'In' | 'High' | 'DERBreakthrough' | 1670 | 28095.27 | 8.336 | 28282.466 | NY-2 | 8.6793 | 2.0819 | 3.2654 | 13.6833 | 2.8816 | 0.61647 | 5.9617 | 6.3393
| 0.86503 | 'Moderate' | 2 | 'Mid' | 'High' | 'In' | 'High' | 'Ref' | 1671 | 27856.5 | 3.5 | 28999.89 | NY-1 | 3.962 | 0.95037 | 2.7425 | 7.1929 | 0.365 | 0 | 5.9617 | 0.80297
| 0.76734 | 'Zero' | 2 | 'High' | 'Low' | 'In' | 'Mid' | 'AllOptions' | 1672 | 29266.38 | 11.4162 | 29054.0581 | NewCT2-1 | 11.1036 | 2.6634 | 4.1814 | 18.261 | 4.3185 | 1.7815 | 5.9617 | 9.5003
| 0.77868 | 'Large' | 8 | 'Mid' | 'High' | 'In' | 'High' | 'AllOptions' | 1673 | 29266.38 | 6.7412 | 29705.466 | CC-4 | 3.8439 | 0.92204 | 3.9392 | 11.6024 | 2.2194 | 0.079564 | 5.9617 | 4.8825
| 1 | 'Moderate' | 4 | 'High' | 'Mid' | 'Out' | 'Mid' | 'AllOptions' | 1674 | 29266.38 | 10.4411 | 29177.5395 | NewCT2-2 | 6.7093 | 1.6094 | 3.2794 | 15.3298 | 3.401 | 1.0376 | 5.9617 | 7.482
| 0.86771 | 'Large' | 8 | 'High' | 'Low' | 'In' | 'High' | 'LimitedEE' | 1675 | 30710.37 | 10.4411 | 30623.6207 | NewCT2-2 | 6.9522 | 1.6676 | 2.9576 | 15.0663 | 3.3205 | 0.97236 | 5.9617 | 7.3049
| 1.2262 | 'Moderate' | 6 | 'Low' | 'High' | 'In' | 'Low' | 'DERBreakthrough' | 1676 | 28095.27 | 9.6911 | 28104.4514 | NewCT1-3 | 7.9526 | 1.9076 | 3.5932 | 15.1918 | 3.3549 | 1.0002 | 5.9617 | 7.3805
| 0.98906 | 'Zero' | 8 | 'High' | 'Low' | 'Out' | 'Low' | 'AllOptions' | 1677 | 29266.38 | 10.4411 | 29180.4656 | NewCT2-3 | 7.8757 | 1.8892 | 3.7027 | 16.033 | 3.6194 | 1.2147 | 5.9617 | 7.9624
| 0.79697 | 'Moderate' | 6 | 'Mid' | 'Low' | 'In' | 'Mid' | 'LimitedEE' | 1678 | 30710.37 | 11.855 | 30448.1267 | ESR-4h-26 | 9.1649 | 2.1984 | 3.5833 | 17.6367 | 4.1264 | 1.6258 | 5.9617 | 9.0778
| 1.1162 | 'Large' | 6 | 'Low' | 'Low' | 'Out' | 'High' | 'AllOptions' | 1679 | 29266.38 | 12.8415 | 28895.626 | ESR-4h-20 | 9.8908 | 2.3725 | 3.0142 | 18.2282 | 4.3178 | 1.7809 | 5.9617 | 9.4988
| 0.85998 | 'Large' | 4 | 'Mid' | 'High' | 'In' | 'Low' | 'Ref' | 1680 | 27856.5 | 3.75 | 28930.8902 | NY-5 | 5.4431 | 1.3056 | 3.2361 | 8.2918 | 0.83391 | 0 | 5.9617 | 1.8345
| 1.1328 | 'Large' | 4 | 'Mid' | 'Mid' | 'In' | 'Low' | 'AllOptions' | 1681 | 29266.38 | 10.4411 | 29173.2755 | NewCT2-2 | 13.967 | 3.3503 | 3.9099 | 17.7012 | 4.1441 | 1.6401 | 5.9617 | 9.1166
| 1.1032 | 'Zero' | 2 | 'Low' | 'Low' | 'In' | 'Mid' | 'AllOptions' | 1682 | 29266.38 | 15.0381 | 28697.5141 | ESR-4h-25 | 8.5105 | 2.0414 | 3.7767 | 20.8563 | 5.1407 | 2.4481 | 5.9617 | 11.3092
| 0.88049 | 'Large' | 4 | 'High' | 'Mid' | 'In' | 'Low' | 'AllOptions' | 1683 | 29266.38 | 9.6911 | 29273.1748 | NewCT1-2 | 7.8697 | 1.8877 | 3.1746 | 14.7534 | 3.22 | 0.89085 | 5.9617 | 7.0838
| 1.1995 | 'Large' | 8 | 'Mid' | 'Low' | 'In' | 'High' | 'LimitedEE' | 1684 | 30710.37 | 10.4411 | 30620.1892 | NewCT2-3 | 9.2812 | 2.2263 | 3.5464 | 16.2138 | 3.6777 | 1.262 | 5.9617 | 8.0907
| 1.1955 | 'Large' | 4 | 'Low' | 'Low' | 'In' | 'High' | 'LimitedEE' | 1685 | 30710.37 | 16.0872 | 29355.626 | ESR-4h-20 | 9.5836 | 2.2988 | 3.6273 | 22.0133 | 5.5071 | 2.7451 | 5.9617 | 12.1151
| 1.1854 | 'Zero' | 8 | 'Mid' | 'Mid' | 'In' | 'High' | 'LimitedEE' | 1686 | 30710.37 | 10.4411 | 30618.1957 | NewCT2-2 | 7.5605 | 1.8135 | 2.9496 | 15.2042 | 3.3641 | 1.0077 | 5.9617 | 7.4008
| 0.88626 | 'Moderate' | 4 | 'High' | 'Mid' | 'In' | 'Mid' | 'DERBreakthrough' | 1687 | 28095.27 | 5.8 | 28706.1147 | NY-4 | 4.2641 | 1.0228 | 3.2444 | 10.0673 | 1.6006 | 0 | 5.9617 | 3.5211
| 0.83009 | 'Moderate' | 8 | 'High' | 'Mid' | 'In' | 'Mid' | 'AllOptions' | 1688 | 29266.38 | 9.6911 | 29272.8185 | NewCT1-1 | 5.6153 | 1.3469 | 3.6389 | 14.6769 | 3.192 | 0.86817 | 5.9617 | 7.0222
| 1.0038 | 'Moderate' | 2 | 'Mid' | 'Mid' | 'In' | 'Mid' | 'AllOptions' | 1689 | 29266.38 | 10.6728 | 29142.466 | NewCT2-1 | 9.1871 | 2.2037 | 3.3715 | 16.248 | 3.69 | 1.2719 | 5.9617 | 8.1177
| 1.1069 | 'Zero' | 8 | 'Low' | 'Low' | 'In' | 'Mid' | 'AllOptions' | 1690 | 29266.38 | 10.4411 | 29177.5145 | NewCT2-3 | 4.6998 | 1.1274 | 3.2928 | 14.8613 | 3.2531 | 0.91765 | 5.9617 | 7.1565
| 0.96162 | 'Moderate' | 4 | 'Low' | 'High' | 'In' | 'High' | 'LimitedEE' | 1691 | 30710.37 | 10.4411 | 30620.4406 | NewCT2-2 | 6.3245 | 1.5171 | 3.116 | 15.0741 | 3.3217 | 0.9733 | 5.9617 | 7.3075
| 1.0181 | 'Moderate' | 4 | 'Low' | 'Mid' | 'In' | 'Mid' | 'LimitedEE' | 1692 | 30710.37 | 13.6366 | 30257.1573 | ESR-4h-27 | 7.7106 | 1.8495 | 3.582 | 19.0681 | 4.5781 | 1.992 | 5.9617 | 10.0715
| 1.1149 | 'Large' | 4 | 'Mid' | 'Mid' | 'In' | 'High' | 'LimitedEE' | 1693 | 30710.37 | 14.0748 | 30212.466 | NewCT2-2 | 8.4921 | 2.037 | 4.2059 | 20.3177 | 4.9672 | 2.3075 | 5.9617 | 10.9275
| 1.0725 | 'Large' | 8 | 'Low' | 'High' | 'In' | 'High' | 'DERBreakthrough' | 1694 | 28095.27 | 8.5739 | 28249.0966 | ESR-4h-12 | 5.5191 | 1.3239 | 2.9621 | 12.8599 | 2.6243 | 0.40785 | 5.9617 | 5.7732
| 1.0007 | 'Zero' | 8 | 'Low' | 'Mid' | 'In' | 'High' | 'DERBreakthrough' | 1695 | 28095.27 | 9.6911 | 28100.5417 | NewCT1-1 | 7.3422 | 1.7612 | 3.2162 | 14.6685 | 3.1929 | 0.86885 | 5.9617 | 7.0241
| 1.1501 | 'Moderate' | 6 | 'Mid' | 'High' | 'In' | 'Mid' | 'Ref' | 1696 | 27856.5 | 4.3 | 28788.9149 | NY-2 | 4.5173 | 1.0836 | 2.2764 | 7.66 | 0.57199 | 0 | 5.9617 | 1.2583
| 1.1922 | 'Zero' | 6 | 'Mid' | 'Mid' | 'Out' | 'Low' | 'Ref' | 1697 | 27856.5 | 10.1 | 27804.043 | NY-5 | 7.9348 | 1.9033 | 2.54 | 14.5433 | 3.159 | 0.84137 | 5.9617 | 6.9495
| 0.80447 | 'Zero' | 6 | 'Mid' | 'High' | 'In' | 'Mid' | 'LimitedEE' | 1698 | 30710.37 | 10.122 | 30655.0709 | ESR-4h-23 | 10.0393 | 2.4081 | 3.0657 | 15.5958 | 3.4867 | 1.1071 | 5.9617 | 7.6705
| 0.9866 | 'Zero' | 2 | 'High' | 'Mid' | 'Out' | 'High' | 'AllOptions' | 1699 | 29266.38 | 13.3126 | 28846.0581 | NewCT2-1 | 9.551 | 2.291 | 3.2974 | 18.901 | 4.5277 | 1.9511 | 5.9617 | 9.9606
| 1.139 | 'Moderate' | 6 | 'Low' | 'Low' | 'Out' | 'Mid' | 'LimitedEE' | 1700 | 30710.37 | 16.0872 | 29185.126 | ESR-4h-27 | 14.9871 | 3.595 | 3.4584 | 23.1406 | 5.8642 | 3.0347 | 5.9617 | 12.9007
| 0.84569 | 'Moderate' | 2 | 'Mid' | 'Low' | 'In' | 'Mid' | 'Ref' | 1701 | 27856.5 | 9.6911 | 27864.4621 | NewCT1-1 | 7.9706 | 1.9119 | 3.5901 | 15.1931 | 3.3553 | 1.0005 | 5.9617 | 7.3814
| 1.1267 | 'Zero' | 6 | 'Mid' | 'Low' | 'In' | 'Low' | 'Ref' | 1702 | 27856.5 | 9.6911 | 27865.2711 | NewCT1-2 | 8.965 | 2.1504 | 3.4186 | 15.2601 | 3.3779 | 1.0188 | 5.9617 | 7.4311
| 1.1302 | 'Moderate' | 4 | 'Mid' | 'High' | 'In' | 'Mid' | 'AllOptions' | 1703 | 29266.38 | 8.8832 | 29375.466 | NY-5 | 8.1389 | 1.9523 | 4.6128 | 15.4482 | 3.4273 | 1.0589 | 5.9617 | 7.5398
| 1.2138 | 'Moderate' | 8 | 'Mid' | 'High' | 'In' | 'Low' | 'DERBreakthrough' | 1704 | 28095.27 | 5.7659 | 28711.466 | NY-3 | 4.4627 | 1.0705 | 2.5706 | 9.4069 | 1.3231 | 0 | 5.9617 | 2.9106
| 1.009 | 'Zero' | 2 | 'Mid' | 'Low' | 'Out' | 'Mid' | 'DERBreakthrough' | 1705 | 28095.27 | 13.5304 | 27652.466 | ESR-4h-25 | 8.278 | 1.9857 | 3.1728 | 18.6888 | 4.4618 | 1.8977 | 5.9617 | 9.8156
| 1.0862 | 'Moderate' | 4 | 'Low' | 'Mid' | 'In' | 'High' | 'DERBreakthrough' | 1706 | 28095.27 | 9.6911 | 28102.2459 | NewCT1-1 | 8.7542 | 2.0999 | 3.8049 | 15.5959 | 3.4806 | 1.1021 | 5.9617 | 7.6571
| 1.176 | 'Large' | 8 | 'Low' | 'Mid' | 'In' | 'Mid' | 'Ref' | 1707 | 27856.5 | 9.6911 | 27856.7703 | NewCT1-2 | 9.0287 | 2.1657 | 3.4748 | 15.3316 | 3.4 | 1.0367 | 5.9617 | 7.4796
| 0.90809 | 'Large' | 6 | 'Mid' | 'High' | 'Out' | 'High' | 'DERBreakthrough' | 1708 | 28095.27 | 6.9114 | 28505.466 | CC-4 | 4.6797 | 1.1225 | 3.1852 | 11.2191 | 2.0986 | 0 | 5.9617 | 4.6168
| 1.031 | 'Large' | 6 | 'Low' | 'Mid' | 'In' | 'Low' | 'LimitedEE' | 1709 | 30710.37 | 13.849 | 30235.3788 | ESR-4h-23 | 9.1494 | 2.1947 | 3.3238 | 19.3674 | 4.6747 | 2.0703 | 5.9617 | 10.284
| 0.83127 | 'Zero' | 8 | 'High' | 'Low' | 'Out' | 'Mid' | 'DERBreakthrough' | 1710 | 28095.27 | 9.6911 | 28097.545 | NewCT1-4 | 6.9471 | 1.6664 | 3.2111 | 14.5686 | 3.1614 | 0.84333 | 5.9617 | 6.9548
| 1.0851 | 'Large' | 4 | 'Mid' | 'Low' | 'In' | 'High' | 'AllOptions' | 1711 | 29266.38 | 10.4411 | 29173.4533 | NewCT2-1 | 6.8265 | 1.6375 | 3.3709 | 15.4495 | 3.438 | 1.0676 | 5.9617 | 7.5634
| 1.1301 | 'Moderate' | 4 | 'Mid' | 'High' | 'In' | 'Mid' | 'Ref' | 1712 | 27856.5 | 4.3 | 28788.9149 | NY-2 | 5.2777 | 1.266 | 3.131 | 8.6969 | 1.0101 | 0 | 5.9617 | 2.2221
| 1.0876 | 'Zero' | 6 | 'Low' | 'Low' | 'In' | 'Low' | 'Ref' | 1713 | 27856.5 | 10.4411 | 27770.2984 | NewCT2-1 | 7.3076 | 1.7529 | 3.6787 | 15.8726 | 3.569 | 1.1738 | 5.9617 | 7.8515
| 1.2271 | 'Zero' | 6 | 'Low' | 'Mid' | 'In' | 'High' | 'DERBreakthrough' | 1714 | 28095.27 | 10.0751 | 28046.5617 | ESR-4h-10 | 8.8716 | 2.128 | 3.5566 | 15.7597 | 3.5344 | 1.1457 | 5.9617 | 7.7754
| 1.021 | 'Moderate' | 4 | 'Mid' | 'Low' | 'In' | 'Mid' | 'Ref' | 1715 | 27856.5 | 9.6911 | 27864.4621 | NewCT1-1 | 6.7636 | 1.6224 | 2.3079 | 13.6214 | 2.87 | 0.60708 | 5.9617 | 6.3138
| 1.1035 | 'Moderate' | 2 | 'Low' | 'Low' | 'In' | 'Mid' | 'Ref' | 1716 | 27856.5 | 11.0477 | 27688.4183 | ESR-4h-15 | 11.5478 | 2.77 | 2.7266 | 16.5443 | 3.7888 | 1.352 | 5.9617 | 8.3351
| 0.9188 | 'Zero' | 6 | 'High' | 'Low' | 'In' | 'Low' | 'LimitedEE' | 1717 | 30710.37 | 14.5045 | 30170.0581 | NewCT2-3 | 6.1262 | 1.4695 | 3.3555 | 19.3295 | 4.6625 | 2.0604 | 5.9617 | 10.2571
| 1.1029 | 'Zero' | 6 | 'Low' | 'High' | 'In' | 'Low' | 'AllOptions' | 1718 | 29266.38 | 9.9244 | 29236.126 | NewCT1-3 | 6.6027 | 1.5838 | 2.7986 | 14.3068 | 3.0822 | 0.77912 | 5.9617 | 6.7806
| 1.0857 | 'Moderate' | 4 | 'Low' | 'High' | 'Out' | 'Low' | 'AllOptions' | 1719 | 29266.38 | 11.6194 | 29030.626 | ESR-4h-20 | 10.9406 | 2.6243 | 3.8742 | 18.118 | 4.2759 | 1.7469 | 5.9617 | 9.4066
| 1.0905 | 'Zero' | 8 | 'Mid' | 'Low' | 'In' | 'High' | 'Ref' | 1720 | 27856.5 | 9.3 | 27909.471 | NY-4 | 8.0912 | 1.9409 | 2.8781 | 14.1189 | 3.0223 | 0.73053 | 5.9617 | 6.6488
| 0.82027 | 'Moderate' | 6 | 'Mid' | 'Mid' | 'Out' | 'Low' | 'LimitedEE' | 1721 | 30710.37 | 16.0872 | 29713.4443 | ESR-4h-28 | 8.9364 | 2.1436 | 3.6474 | 21.8781 | 5.4642 | 2.7104 | 5.9617 | 12.0209
| 0.89264 | 'Zero' | 2 | 'Mid' | 'Mid' | 'In' | 'Mid' | 'LimitedEE' | 1722 | 30710.37 | 16.0872 | 29797.4443 | ESR-4h-29 | 15.5428 | 3.7283 | 3.9947 | 23.8101 | 6.071 | 3.2024 | 5.9617 | 13.3557
| 0.95911 | 'Large' | 8 | 'Mid' | 'High' | 'Out' | 'High' | 'AllOptions' | 1723 | 29266.38 | 9.6911 | 29268.6252 | NewCT1-3 | 5.9846 | 1.4355 | 3.2093 | 14.3359 | 3.088 | 0.78381 | 5.9617 | 6.7933
| 0.81522 | 'Moderate' | 4 | 'Mid' | 'Low' | 'In' | 'Low' | 'LimitedEE' | 1724 | 30710.37 | 16.0872 | 29515.5853 | ESR-4h-28 | 9.1309 | 2.1903 | 2.7853 | 21.0627 | 5.2141 | 2.5076 | 5.9617 | 11.4706
| 0.89885 | 'Zero' | 8 | 'High' | 'High' | 'In' | 'High' | 'DERBreakthrough' | 1725 | 28095.27 | 2.4988 | 29562.776 | CC-2 | 3.5711 | 0.85661 | 3.4643 | 6.8197 | 0.19562 | 0 | 5.9617 | 0.43034
| 0.9153 | 'Large' | 8 | 'High' | 'Mid' | 'In' | 'Low' | 'AllOptions' | 1726 | 29266.38 | 9.6911 | 29273.1748 | NewCT1-2 | 7.5211 | 1.8041 | 2.6026 | 14.0978 | 3.0179 | 0.72697 | 5.9617 | 6.6391
| 1.1281 | 'Large' | 2 | 'Mid' | 'Low' | 'In' | 'Mid' | 'Ref' | 1727 | 27856.5 | 9.6911 | 27864.4621 | NewCT1-1 | 5.897 | 1.4145 | 3.1517 | 14.2573 | 3.0637 | 0.7641 | 5.9617 | 6.7398
| 1.1842 | 'Moderate' | 8 | 'Low' | 'Mid' | 'In' | 'High' | 'Ref' | 1728 | 27856.5 | 9.6911 | 27860.7344 | NewCT1-1 | 6.1355 | 1.4717 | 3.6103 | 14.7731 | 3.2226 | 0.89295 | 5.9617 | 7.0895
| 1.217 | 'Zero' | 4 | 'Mid' | 'Mid' | 'In' | 'Mid' | 'DERBreakthrough' | 1729 | 28095.27 | 9.3 | 28148.5986 | NY-4 | 5.2132 | 1.2505 | 3.923 | 14.4735 | 3.1255 | 0.81421 | 5.9617 | 6.8758
| 0.93081 | 'Zero' | 4 | 'Low' | 'Mid' | 'In' | 'High' | 'AllOptions' | 1730 | 29266.38 | 10.1388 | 29209.467 | ESR-4h-20 | 7.0274 | 1.6857 | 4.007 | 15.8315 | 3.5533 | 1.1611 | 5.9617 | 7.8169
| 1.0466 | 'Moderate' | 4 | 'Low' | 'Low' | 'In' | 'Low' | 'DERBreakthrough' | 1731 | 28095.27 | 10.4411 | 28007.7389 | NewCT2-2 | 7.7987 | 1.8707 | 3.1489 | 15.4607 | 3.4434 | 1.072 | 5.9617 | 7.5752
| 1.1729 | 'Zero' | 2 | 'Mid' | 'High' | 'In' | 'Low' | 'LimitedEE' | 1732 | 30710.37 | 16.0872 | 29751.466 | NewCT2-1 | 12.7159 | 3.0502 | 3.9695 | 23.1069 | 5.8493 | 3.0226 | 5.9617 | 12.8679
| 1.0558 | 'Large' | 8 | 'Low' | 'Low' | 'In' | 'Mid' | 'Ref' | 1733 | 27856.5 | 9.6911 | 27865.2768 | NewCT1-3 | 9.6038 | 2.3037 | 1.6695 | 13.6642 | 2.8888 | 0.62234 | 5.9617 | 6.3552
| 0.76438 | 'Zero' | 2 | 'Mid' | 'Mid' | 'In' | 'High' | 'AllOptions' | 1734 | 29266.38 | 9.6911 | 29275.173 | NewCT1-1 | 6.9391 | 1.6645 | 4.3971 | 15.7527 | 3.5252 | 1.1383 | 5.9617 | 7.7551
| 1.1025 | 'Zero' | 6 | 'Low' | 'Mid' | 'In' | 'High' | 'AllOptions' | 1735 | 29266.38 | 10.4411 | 29179.3268 | NewCT2-1 | 10.3198 | 2.4754 | 3.2436 | 16.16 | 3.6633 | 1.2503 | 5.9617 | 8.059
| 0.95945 | 'Zero' | 6 | 'High' | 'Mid' | 'Out' | 'High' | 'DERBreakthrough' | 1736 | 28095.27 | 9.6911 | 28104.7179 | NewCT1-1 | 7.533 | 1.8069 | 3.5857 | 15.0837 | 3.3208 | 0.97258 | 5.9617 | 7.3055
| 1.1181 | 'Zero' | 6 | 'Mid' | 'Mid' | 'In' | 'Low' | 'LimitedEE' | 1737 | 30710.37 | 13.6192 | 30258.466 | NewCT2-3 | 10.2851 | 2.4671 | 3.9258 | 20.0121 | 4.8731 | 2.2312 | 5.9617 | 10.7205
| 0.77224 | 'Moderate' | 2 | 'Mid' | 'Low' | 'In' | 'High' | 'Ref' | 1738 | 27856.5 | 8.0339 | 28088.466 | NY-5 | 6.4383 | 1.5444 | 2.3401 | 11.9184 | 2.3324 | 0.17117 | 5.9617 | 5.131
| 0.96914 | 'Zero' | 8 | 'Mid' | 'Low' | 'In' | 'High' | 'DERBreakthrough' | 1739 | 28095.27 | 9.6911 | 28105.0367 | NewCT1-1 | 6.8837 | 1.6512 | 3.2288 | 14.5711 | 3.162 | 0.84385 | 5.9617 | 6.9562
| 1.2232 | 'Large' | 8 | 'Mid' | 'High' | 'Out' | 'High' | 'LimitedEE' | 1740 | 30710.37 | 10.4411 | 30622.8059 | NewCT2-2 | 6.8888 | 1.6524 | 2.7087 | 14.8022 | 3.2393 | 0.90648 | 5.9617 | 7.1262
| 1.157 | 'Large' | 4 | 'Mid' | 'Low' | 'Out' | 'High' | 'LimitedEE' | 1741 | 30710.37 | 16.0872 | 28722.466 | ESR-4h-25 | 9.2974 | 2.2302 | 3.9639 | 22.2813 | 5.5888 | 2.8114 | 5.9617 | 12.2949
| 0.87941 | 'Large' | 4 | 'High' | 'High' | 'In' | 'Low' | 'Ref' | 1742 | 27856.5 | 2.5127 | 29318.776 | NY-3 | 3.132 | 0.75128 | 2.2785 | 5.5425 | -0.34242 | 0 | 5.9617 | -0.7533
| 1.2198 | 'Zero' | 4 | 'Low' | 'Mid' | 'In' | 'High' | 'LimitedEE' | 1743 | 30710.37 | 16.0872 | 30088.126 | ESR-4h-21 | 9.336 | 2.2394 | 2.527 | 20.8536 | 5.1503 | 2.4559 | 5.9617 | 11.3302
| 1.1405 | 'Moderate' | 4 | 'Mid' | 'High' | 'In' | 'Mid' | 'AllOptions' | 1744 | 29266.38 | 8.8832 | 29375.466 | NY-5 | 6.383 | 1.5311 | 3.833 | 14.2472 | 3.0548 | 0.75693 | 5.9617 | 6.7204
| 0.81673 | 'Moderate' | 8 | 'Mid' | 'Low' | 'In' | 'Mid' | 'Ref' | 1745 | 27856.5 | 9.6911 | 27864.4621 | NewCT1-1 | 7.0828 | 1.699 | 3.2213 | 14.6113 | 3.1748 | 0.85418 | 5.9617 | 6.9843
| 1.0037 | 'Moderate' | 6 | 'Mid' | 'Mid' | 'In' | 'High' | 'LimitedEE' | 1746 | 30710.37 | 10.4411 | 30618.1957 | NewCT2-3 | 6.0666 | 1.4552 | 3.1618 | 15.0581 | 3.3163 | 0.96888 | 5.9617 | 7.2955
| 0.94788 | 'Moderate' | 6 | 'High' | 'High' | 'In' | 'Mid' | 'AllOptions' | 1747 | 29266.38 | 6.0285 | 29832.776 | NY-4 | 6.8675 | 1.6473 | 3.2803 | 10.9561 | 1.984 | 0 | 5.9617 | 4.3646
| 0.94363 | 'Large' | 8 | 'Low' | 'High' | 'In' | 'Low' | 'DERBreakthrough' | 1748 | 28095.27 | 8.3795 | 28276.126 | ESR-4h-16 | 7.8228 | 1.8765 | 2.6424 | 12.8983 | 2.6391 | 0.41984 | 5.9617 | 5.8058
| 1.1641 | 'Moderate' | 2 | 'Low' | 'High' | 'In' | 'Low' | 'Ref' | 1749 | 27856.5 | 9.4636 | 27888.0968 | ESR-4h-14 | 5.7611 | 1.3819 | 3.6375 | 14.4831 | 3.1309 | 0.81858 | 5.9617 | 6.8877
| 1.0505 | 'Zero' | 2 | 'Mid' | 'Low' | 'In' | 'Low' | 'LimitedEE' | 1750 | 30710.37 | 16.0872 | 28488.466 | ESR-4h-25 | 12.0906 | 2.9002 | 3.389 | 22.3764 | 5.6236 | 2.8396 | 5.9617 | 12.3715
| 1.1464 | 'Moderate' | 4 | 'Mid' | 'Mid' | 'In' | 'Mid' | 'DERBreakthrough' | 1751 | 28095.27 | 7.5447 | 28402.466 | NY-5 | 8.8448 | 2.1216 | 3.6284 | 13.2947 | 2.756 | 0.51461 | 5.9617 | 6.0629
| 0.94203 | 'Moderate' | 2 | 'Mid' | 'High' | 'In' | 'High' | 'LimitedEE' | 1752 | 30710.37 | 11.8758 | 30445.466 | NewCT2-1 | 12.5845 | 3.0187 | 2.6678 | 17.5623 | 4.1105 | 1.6129 | 5.9617 | 9.0429
| 1.1956 | 'Zero' | 6 | 'Mid' | 'Mid' | 'In' | 'High' | 'DERBreakthrough' | 1753 | 28095.27 | 8.336 | 28282.466 | NY-2 | 7.2394 | 1.7365 | 2.637 | 12.7095 | 2.5796 | 0.37158 | 5.9617 | 5.6748
| 1.053 | 'Large' | 6 | 'Low' | 'High' | 'In' | 'Low' | 'Ref' | 1754 | 27856.5 | 8.3852 | 28038.1716 | ESR-4h-15 | 5.6109 | 1.3459 | 2.967 | 12.6981 | 2.5732 | 0.36643 | 5.9617 | 5.6608
| 1.1476 | 'Zero' | 8 | 'Low' | 'Low' | 'In' | 'Low' | 'AllOptions' | 1755 | 29266.38 | 10.4411 | 29177.1349 | NewCT2-4 | 5.7171 | 1.3714 | 3.7839 | 15.5963 | 3.4809 | 1.1024 | 5.9617 | 7.6578
| 1.23 | 'Moderate' | 6 | 'Mid' | 'High' | 'Out' | 'Mid' | 'DERBreakthrough' | 1756 | 28095.27 | 9.0921 | 28175.466 | NY-5 | 8.815 | 2.1145 | 3.6213 | 14.8279 | 3.2398 | 0.9069 | 5.9617 | 7.1273
| 1.2251 | 'Zero' | 2 | 'Low' | 'High' | 'In' | 'High' | 'AllOptions' | 1757 | 29266.38 | 10.1 | 29214.5631 | NY-5 | 9.8102 | 2.3532 | 2.696 | 15.1492 | 3.3489 | 0.99533 | 5.9617 | 7.3673
| 0.81447 | 'Zero' | 2 | 'High' | 'Mid' | 'Out' | 'Low' | 'DERBreakthrough' | 1758 | 28095.27 | 10.4411 | 28009.0693 | NewCT2-1 | 6.1914 | 1.4851 | 3.8181 | 15.7443 | 3.5273 | 1.14 | 5.9617 | 7.7598
| 0.97832 | 'Zero' | 4 | 'Low' | 'Mid' | 'In' | 'Mid' | 'DERBreakthrough' | 1759 | 28095.27 | 9.6911 | 28104.8939 | NewCT1-2 | 7.4548 | 1.7882 | 3.1911 | 14.6704 | 3.1937 | 0.86951 | 5.9617 | 7.0259
| 0.96351 | 'Large' | 6 | 'High' | 'Low' | 'Out' | 'Low' | 'LimitedEE' | 1760 | 30710.37 | 16.0872 | 28970.0581 | NewCT2-3 | 9.6104 | 2.3053 | 4.0874 | 22.4799 | 5.6505 | 2.8614 | 5.9617 | 12.4306
| 0.78237 | 'Zero' | 8 | 'High' | 'Low' | 'Out' | 'Mid' | 'DERBreakthrough' | 1761 | 28095.27 | 9.6911 | 28097.545 | NewCT1-4 | 7.4083 | 1.777 | 3.7807 | 15.2488 | 3.3713 | 1.0135 | 5.9617 | 7.4166
| 1.1628 | 'Large' | 2 | 'Low' | 'Mid' | 'In' | 'High' | 'DERBreakthrough' | 1762 | 28095.27 | 9.6911 | 28102.2459 | NewCT1-1 | 6.6502 | 1.5952 | 3.5925 | 14.8788 | 3.2561 | 0.92012 | 5.9617 | 7.1632
| 1.0771 | 'Zero' | 4 | 'High' | 'Low' | 'Out' | 'High' | 'DERBreakthrough' | 1763 | 28095.27 | 10.1 | 28042.9392 | NY-5 | 10.984 | 2.6348 | 3.3019 | 16.0367 | 3.6239 | 1.2183 | 5.9617 | 7.9723
| 1.0394 | 'Zero' | 4 | 'Low' | 'Low' | 'In' | 'Low' | 'AllOptions' | 1764 | 29266.38 | 13.9875 | 28777.6361 | ESR-4h-22 | 8.6654 | 2.0786 | 3.3532 | 19.4193 | 4.6908 | 2.0833 | 5.9617 | 10.3194
| 1.023 | 'Zero' | 8 | 'Mid' | 'High' | 'In' | 'Mid' | 'Ref' | 1765 | 27856.5 | 5.0146 | 28625.466 | CC-4 | 5.5221 | 1.3246 | 2.3781 | 8.7173 | 1.0274 | 0 | 5.9617 | 2.2602
| 1.0697 | 'Large' | 2 | 'Low' | 'Mid' | 'In' | 'Low' | 'LimitedEE' | 1766 | 30710.37 | 16.0872 | 29273.626 | ESR-4h-28 | 12.039 | 2.8878 | 3.9997 | 22.9747 | 5.8073 | 2.9886 | 5.9617 | 12.7756
| 1.0059 | 'Moderate' | 8 | 'High' | 'High' | 'In' | 'Mid' | 'AllOptions' | 1767 | 29266.38 | 6.0285 | 29832.776 | NY-4 | 7.8332 | 1.879 | 2.8337 | 10.7411 | 1.8962 | 0 | 5.9617 | 4.1715
| 0.96246 | 'Moderate' | 4 | 'Mid' | 'High' | 'Out' | 'Low' | 'Ref' | 1768 | 27856.5 | 9.6911 | 27860.9591 | NewCT1-1 | 8.0956 | 1.9419 | 2.5857 | 14.2187 | 3.0562 | 0.75802 | 5.9617 | 6.7234
| 1.1865 | 'Moderate' | 6 | 'Mid' | 'Low' | 'In' | 'High' | 'Ref' | 1769 | 27856.5 | 8.0339 | 28088.466 | NY-5 | 5.3252 | 1.2774 | 3.0501 | 12.3614 | 2.4663 | 0.27973 | 5.9617 | 5.4256
| 0.88243 | 'Moderate' | 6 | 'Mid' | 'Mid' | 'In' | 'High' | 'DERBreakthrough' | 1770 | 28095.27 | 6.4647 | 28582.466 | NY-4 | 4.2975 | 1.0308 | 2.9106 | 10.4061 | 1.7507 | 0 | 5.9617 | 3.8513
| 0.87244 | 'Zero' | 8 | 'High' | 'High' | 'In' | 'High' | 'LimitedEE' | 1771 | 30710.37 | 9.6911 | 30720.2767 | NewCT1-2 | 6.6167 | 1.5872 | 2.3023 | 13.5806 | 2.8572 | 0.59668 | 5.9617 | 6.2856
| 1.1484 | 'Large' | 6 | 'Mid' | 'Mid' | 'In' | 'Low' | 'DERBreakthrough' | 1772 | 28095.27 | 9.6911 | 28100.6665 | NewCT1-1 | 7.7745 | 1.8649 | 3.8019 | 15.3579 | 3.4055 | 1.0413 | 5.9617 | 7.4919
| 1.0437 | 'Moderate' | 4 | 'Low' | 'Low' | 'In' | 'Mid' | 'AllOptions' | 1773 | 29266.38 | 11.682 | 29023.5267 | ESR-4h-20 | 6.946 | 1.6661 | 2.9032 | 16.2513 | 3.6949 | 1.2759 | 5.9617 | 8.1285
| 0.98151 | 'Zero' | 8 | 'Mid' | 'Low' | 'In' | 'Low' | 'LimitedEE' | 1774 | 30710.37 | 12.7027 | 30354.466 | NewCT2-4 | 9.5495 | 2.2907 | 2.9461 | 17.9395 | 4.2273 | 1.7075 | 5.9617 | 9.2996
| 1.1948 | 'Moderate' | 4 | 'Mid' | 'High' | 'In' | 'High' | 'LimitedEE' | 1775 | 30710.37 | 10.4411 | 30624.5667 | NewCT2-1 | 6.3716 | 1.5284 | 3.0016 | 14.9711 | 3.2901 | 0.94771 | 5.9617 | 7.238
| 1.1245 | 'Zero' | 2 | 'Low' | 'High' | 'In' | 'Low' | 'DERBreakthrough' | 1776 | 28095.27 | 9.4573 | 28126.126 | NY-4 | 7.5363 | 1.8078 | 3.1268 | 14.3918 | 3.1063 | 0.79867 | 5.9617 | 6.8337
| 0.96317 | 'Zero' | 2 | 'Mid' | 'Low' | 'In' | 'High' | 'LimitedEE' | 1777 | 30710.37 | 16.0872 | 29469.5853 | ESR-4h-29 | 9.8219 | 2.356 | 3.087 | 21.5302 | 5.3591 | 2.6252 | 5.9617 | 11.7896
| 1.1186 | 'Moderate' | 4 | 'Mid' | 'Mid' | 'Out' | 'Low' | 'AllOptions' | 1778 | 29266.38 | 15.2907 | 28652.6449 | ESR-4h-25 | 9.3031 | 2.2315 | 2.8226 | 20.3449 | 4.9873 | 2.3237 | 5.9617 | 10.9716
| 0.81669 | 'Moderate' | 8 | 'High' | 'Low' | 'In' | 'Mid' | 'Ref' | 1779 | 27856.5 | 6.634 | 28314.0581 | NY-5 | 7.0848 | 1.6994 | 2.4018 | 10.7352 | 1.8986 | 0 | 5.9617 | 4.1767
| 0.86946 | 'Moderate' | 8 | 'Mid' | 'Mid' | 'In' | 'High' | 'AllOptions' | 1780 | 29266.38 | 9.6911 | 29276.2232 | NewCT1-2 | 7.5005 | 1.7991 | 4.3178 | 15.808 | 3.5433 | 1.153 | 5.9617 | 7.795
| 1.2188 | 'Moderate' | 6 | 'Low' | 'Low' | 'Out' | 'Mid' | 'DERBreakthrough' | 1781 | 28095.27 | 11.3159 | 27894.626 | NewCT2-3 | 8.3114 | 1.9937 | 3.2384 | 16.548 | 3.7858 | 1.3496 | 5.9617 | 8.3284
| 1.0295 | 'Large' | 2 | 'High' | 'High' | 'Out' | 'High' | 'AllOptions' | 1782 | 29266.38 | 9.6911 | 29276.1025 | NewCT1-1 | 7.5677 | 1.8153 | 4.4539 | 15.9602 | 3.5902 | 1.191 | 5.9617 | 7.8981
| 1.1897 | 'Moderate' | 8 | 'Low' | 'Mid' | 'In' | 'High' | 'AllOptions' | 1783 | 29266.38 | 9.7122 | 29264.6617 | ESR-4h-14 | 6.2704 | 1.5041 | 3.6358 | 14.8521 | 3.2473 | 0.91299 | 5.9617 | 7.1438
| 1.1279 | 'Large' | 8 | 'Low' | 'Mid' | 'In' | 'Low' | 'Ref' | 1784 | 27856.5 | 9.6911 | 27856.86 | NewCT1-2 | 7.496 | 1.7981 | 2.3357 | 13.8249 | 2.934 | 0.65895 | 5.9617 | 6.4545
| 1.1725 | 'Zero' | 4 | 'Low' | 'High' | 'Out' | 'Low' | 'AllOptions' | 1785 | 29266.38 | 12.3963 | 28944.3496 | ESR-4h-20 | 10.4165 | 2.4986 | 4.5634 | 19.4583 | 4.6931 | 2.0852 | 5.9617 | 10.3244
| 0.83044 | 'Large' | 4 | 'Mid' | 'Mid' | 'In' | 'Mid' | 'AllOptions' | 1786 | 29266.38 | 10.4411 | 29173.8422 | NewCT2-1 | 6.425 | 1.5412 | 3.6302 | 15.6124 | 3.4873 | 1.1076 | 5.9617 | 7.6718
| 0.97168 | 'Zero' | 2 | 'Mid' | 'High' | 'In' | 'Low' | 'Ref' | 1787 | 27856.5 | 6.9425 | 28261.466 | CC-4 | 7.2691 | 1.7437 | 2.735 | 11.4212 | 2.1722 | 0.04132 | 5.9617 | 4.7787
| 1.1882 | 'Moderate' | 6 | 'Low' | 'Mid' | 'In' | 'High' | 'LimitedEE' | 1788 | 30710.37 | 12.5945 | 30366.7503 | ESR-4h-17 | 7.5087 | 1.8011 | 3.8427 | 18.2384 | 4.3141 | 1.7779 | 5.9617 | 9.4907
| 1.0947 | 'Zero' | 4 | 'Mid' | 'Low' | 'In' | 'Mid' | 'Ref' | 1789 | 27856.5 | 9.6911 | 27865.0486 | NewCT1-1 | 6.9233 | 1.6607 | 3.3394 | 14.6911 | 3.199 | 0.87381 | 5.9617 | 7.0375
| 1.0648 | 'Zero' | 8 | 'High' | 'Low' | 'In' | 'Mid' | 'Ref' | 1790 | 27856.5 | 8.6 | 28005.9031 | NY-3 | 5.9426 | 1.4255 | 3.2302 | 13.2557 | 2.747 | 0.50732 | 5.9617 | 6.0431
| 0.91016 | 'Moderate' | 4 | 'Mid' | 'Low' | 'In' | 'Mid' | 'DERBreakthrough' | 1791 | 28095.27 | 9.6911 | 28098.3312 | NewCT1-1 | 8.2354 | 1.9754 | 4.2743 | 15.9408 | 3.5856 | 1.1872 | 5.9617 | 7.8879
| 0.76964 | 'Large' | 8 | 'High' | 'High' | 'In' | 'Low' | 'AllOptions' | 1792 | 29266.38 | 7.2616 | 29618.776 | CC-4 | 7.3447 | 1.7618 | 3.7758 | 12.7992 | 2.5984 | 0.38686 | 5.9617 | 5.7163
| 1.2331 | 'Moderate' | 8 | 'Low' | 'Mid' | 'In' | 'Low' | 'Ref' | 1793 | 27856.5 | 9.7399 | 27850.126 | NewCT1-4 | 7.8326 | 1.8788 | 2.7028 | 14.3215 | 3.0876 | 0.78353 | 5.9617 | 6.7926
| 1.2078 | 'Zero' | 4 | 'Low' | 'High' | 'Out' | 'High' | 'AllOptions' | 1794 | 29266.38 | 10.4411 | 29177.1943 | NewCT2-2 | 8.5615 | 2.0537 | 3.7265 | 16.2212 | 3.6786 | 1.2627 | 5.9617 | 8.0926
| 1.0394 | 'Moderate' | 6 | 'High' | 'Low' | 'In' | 'Mid' | 'Ref' | 1795 | 27856.5 | 6.634 | 28314.0581 | NY-5 | 4.3307 | 1.0388 | 3.3921 | 11.0649 | 2.0297 | 0 | 5.9617 | 4.4651
| 0.91676 | 'Moderate' | 8 | 'Mid' | 'Low' | 'In' | 'Low' | 'DERBreakthrough' | 1796 | 28095.27 | 9.6911 | 28098.8276 | NewCT1-2 | 9.2136 | 2.2101 | 4.2068 | 16.108 | 3.6389 | 1.2305 | 5.9617 | 8.0052
| 1.1314 | 'Zero' | 6 | 'Low' | 'High' | 'In' | 'High' | 'DERBreakthrough' | 1797 | 28095.27 | 9.146 | 28169.5822 | ESR-4h-13 | 7.6335 | 1.8311 | 2.9737 | 13.9507 | 2.9684 | 0.68686 | 5.9617 | 6.5303
| 0.88397 | 'Moderate' | 8 | 'High' | 'High' | 'Out' | 'Low' | 'LimitedEE' | 1798 | 30710.37 | 10.4411 | 30617.1276 | NewCT2-2 | 8.8941 | 2.1334 | 3.6962 | 16.2707 | 3.6945 | 1.2755 | 5.9617 | 8.1275
| 1.1007 | 'Moderate' | 4 | 'Low' | 'High' | 'In' | 'Mid' | 'Ref' | 1799 | 27856.5 | 8.8475 | 27972.2261 | ESR-4h-12 | 6.6839 | 1.6033 | 3.106 | 13.5569 | 2.843 | 0.5852 | 5.9617 | 6.2544
| 0.96564 | 'Zero' | 6 | 'High' | 'High' | 'In' | 'Mid' | 'Ref' | 1800 | 27856.5 | 2.7516 | 29232.776 | CC-2 | 3.6355 | 0.87205 | 2.6432 | 6.2668 | -0.033791 | 0 | 5.9617 | -0.074336
| 0.80299 | 'Large' | 6 | 'High' | 'Mid' | 'Out' | 'Mid' | 'Ref' | 1801 | 27856.5 | 9.6911 | 27863.5023 | NewCT1-1 | 11.318 | 2.7149 | 3.2114 | 15.6174 | 3.4923 | 1.1116 | 5.9617 | 7.6828
| 0.94918 | 'Zero' | 8 | 'High' | 'Mid' | 'In' | 'Low' | 'AllOptions' | 1802 | 29266.38 | 9.6911 | 29272.327 | NewCT1-3 | 9.2839 | 2.2269 | 2.5541 | 14.4721 | 3.1364 | 0.82308 | 5.9617 | 6.8999
| 0.82417 | 'Large' | 8 | 'Mid' | 'Mid' | 'In' | 'High' | 'AllOptions' | 1803 | 29266.38 | 9.6911 | 29276.2232 | NewCT1-2 | 6.7882 | 1.6283 | 3.2614 | 14.5808 | 3.1648 | 0.84611 | 5.9617 | 6.9624
| 0.77673 | 'Large' | 4 | 'High' | 'Low' | 'In' | 'Mid' | 'Ref' | 1804 | 27856.5 | 6.634 | 28314.0581 | CC-4 | 5.4146 | 1.2988 | 3.105 | 11.0378 | 2.0213 | 0 | 5.9617 | 4.4466
| 0.92178 | 'Large' | 8 | 'High' | 'Low' | 'Out' | 'Low' | 'LimitedEE' | 1805 | 30710.37 | 16.0872 | 29710.0581 | NewCT2-4 | 7.1903 | 1.7248 | 3.9824 | 21.7943 | 5.435 | 2.6867 | 5.9617 | 11.9566
| 1.2238 | 'Zero' | 2 | 'Low' | 'Mid' | 'Out' | 'Low' | 'LimitedEE' | 1806 | 30710.37 | 16.0872 | 27454.126 | ESR-4h-21 | 12.5532 | 3.0111 | 5.0061 | 24.1044 | 6.1554 | 3.2708 | 5.9617 | 13.5415
| 1.1902 | 'Large' | 8 | 'Low' | 'High' | 'In' | 'High' | 'DERBreakthrough' | 1807 | 28095.27 | 9.6911 | 28105.1734 | NewCT1-1 | 10.0481 | 2.4102 | 3.6357 | 15.737 | 3.5266 | 1.1394 | 5.9617 | 7.7581
| 0.78776 | 'Zero' | 4 | 'High' | 'Low' | 'In' | 'High' | 'LimitedEE' | 1808 | 30710.37 | 14.981 | 30124.0581 | NewCT2-2 | 10.1332 | 2.4307 | 1.9732 | 19.3849 | 4.6914 | 2.0838 | 5.9617 | 10.3207
| 1.1751 | 'Moderate' | 6 | 'Mid' | 'High' | 'Out' | 'Low' | 'DERBreakthrough' | 1809 | 28095.27 | 9.6911 | 28102.0946 | NewCT1-1 | 8.405 | 2.0161 | 3.3963 | 15.1035 | 3.3287 | 0.97893 | 5.9617 | 7.3228
| 0.92825 | 'Large' | 4 | 'High' | 'Low' | 'In' | 'Mid' | 'AllOptions' | 1810 | 29266.38 | 10.4411 | 29179.4908 | NewCT2-1 | 11.1039 | 2.6635 | 3.5253 | 16.6299 | 3.8092 | 1.3686 | 5.9617 | 8.38
| 1.1636 | 'Zero' | 2 | 'Low' | 'Mid' | 'In' | 'High' | 'AllOptions' | 1811 | 29266.38 | 12.2835 | 28956.8971 | ESR-4h-18 | 7.3231 | 1.7566 | 4.5032 | 18.5433 | 4.4049 | 1.8515 | 5.9617 | 9.6903
| 1.0446 | 'Moderate' | 6 | 'High' | 'Low' | 'In' | 'Mid' | 'AllOptions' | 1812 | 29266.38 | 9.6911 | 29275.9636 | NewCT1-3 | 6.9256 | 1.6613 | 3.07 | 14.4223 | 3.1164 | 0.80686 | 5.9617 | 6.8559
| 1.055 | 'Moderate' | 8 | 'High' | 'High' | 'Out' | 'High' | 'LimitedEE' | 1813 | 30710.37 | 10.4411 | 30617.2346 | NewCT2-1 | 8.9951 | 2.1577 | 3.3866 | 15.9854 | 3.607 | 1.2046 | 5.9617 | 7.9351
| 1.0185 | 'Moderate' | 4 | 'Mid' | 'Low' | 'In' | 'Mid' | 'LimitedEE' | 1814 | 30710.37 | 16.0872 | 29592.466 | ESR-4h-25 | 13.8031 | 3.311 | 3.4408 | 22.8389 | 5.7691 | 2.9576 | 5.9617 | 12.6916
| 0.79236 | 'Large' | 2 | 'Mid' | 'Low' | 'In' | 'High' | 'Ref' | 1815 | 27856.5 | 8.0339 | 28088.466 | CC-4 | 8.9569 | 2.1485 | 2.3895 | 12.5719 | 2.5382 | 0.33804 | 5.9617 | 5.5838
| 1.056 | 'Moderate' | 6 | 'Mid' | 'Low' | 'In' | 'High' | 'AllOptions' | 1816 | 29266.38 | 10.2205 | 29198.466 | NewCT1-3 | 10.5613 | 2.5334 | 3.6473 | 16.4012 | 3.736 | 1.3092 | 5.9617 | 8.219
| 1.2193 | 'Large' | 4 | 'Mid' | 'Low' | 'Out' | 'Low' | 'LimitedEE' | 1817 | 30710.37 | 16.0872 | 27674.466 | NewCT2-2 | 7.9292 | 1.902 | 2.4439 | 20.4331 | 5.0183 | 2.3488 | 5.9617 | 11.0398
| 0.94707 | 'Zero' | 2 | 'High' | 'Mid' | 'Out' | 'Mid' | 'DERBreakthrough' | 1818 | 28095.27 | 10.1 | 28043.9749 | NY-5 | 7.4157 | 1.7788 | 3.6655 | 15.5443 | 3.4655 | 1.0899 | 5.9617 | 7.6239
| 1.059 | 'Large' | 6 | 'High' | 'Low' | 'In' | 'Low' | 'LimitedEE' | 1819 | 30710.37 | 14.5045 | 30170.0581 | NewCT2-3 | 10.3236 | 2.4763 | 3.2707 | 20.2515 | 4.9541 | 2.2968 | 5.9617 | 10.8986
| 0.88966 | 'Large' | 2 | 'High' | 'Low' | 'In' | 'Low' | 'DERBreakthrough' | 1820 | 28095.27 | 9.6911 | 28104.8475 | NewCT1-1 | 6.6786 | 1.602 | 2.9587 | 14.2517 | 3.0635 | 0.76396 | 5.9617 | 6.7395
| 0.76988 | 'Moderate' | 2 | 'High' | 'Mid' | 'In' | 'Mid' | 'DERBreakthrough' | 1821 | 28095.27 | 5.8 | 28706.1147 | NY-4 | 4.8799 | 1.1705 | 2.5533 | 9.5238 | 1.3737 | 0 | 5.9617 | 3.022
| 0.798 | 'Zero' | 6 | 'High' | 'High' | 'Out' | 'Mid' | 'DERBreakthrough' | 1822 | 28095.27 | 7.9971 | 28332.776 | NY-2 | 7.7885 | 1.8682 | 3.3483 | 13.2136 | 2.7327 | 0.49575 | 5.9617 | 6.0117
| 0.91522 | 'Moderate' | 6 | 'Mid' | 'High' | 'In' | 'High' | 'AllOptions' | 1823 | 29266.38 | 6.7412 | 29705.466 | NY-5 | 5.8464 | 1.4024 | 3.6657 | 11.8093 | 2.2869 | 0.13434 | 5.9617 | 5.0311
| 0.86107 | 'Zero' | 6 | 'Mid' | 'Mid' | 'In' | 'High' | 'DERBreakthrough' | 1824 | 28095.27 | 8.336 | 28282.466 | NY-2 | 6.1583 | 1.4772 | 3.8615 | 13.6747 | 2.874 | 0.61027 | 5.9617 | 6.3225
| 1.2138 | 'Moderate' | 4 | 'Mid' | 'Mid' | 'In' | 'Low' | 'DERBreakthrough' | 1825 | 28095.27 | 9.6911 | 28100.6665 | NewCT1-1 | 8.006 | 1.9204 | 2.3033 | 13.9147 | 2.9626 | 0.68216 | 5.9617 | 6.5175
| 1.0296 | 'Zero' | 8 | 'Mid' | 'Mid' | 'In' | 'Mid' | 'Ref' | 1826 | 27856.5 | 8.6 | 28007.1116 | NY-3 | 7.3668 | 1.7671 | 3.5628 | 13.9299 | 2.957 | 0.67756 | 5.9617 | 6.505
| 0.91554 | 'Large' | 8 | 'High' | 'Mid' | 'Out' | 'Low' | 'DERBreakthrough' | 1827 | 28095.27 | 9.6911 | 28100.1806 | NewCT1-2 | 8.1846 | 1.9632 | 3.7947 | 15.449 | 3.4344 | 1.0646 | 5.9617 | 7.5553
| 1.146 | 'Large' | 6 | 'Low' | 'Low' | 'Out' | 'Low' | 'LimitedEE' | 1828 | 30710.37 | 16.0872 | 28821.126 | ESR-4h-27 | 10.4574 | 2.5084 | 4.731 | 23.3266 | 5.9123 | 3.0737 | 5.9617 | 13.0066
| 0.78196 | 'Large' | 4 | 'High' | 'High' | 'In' | 'Mid' | 'Ref' | 1829 | 27856.5 | 2 | 29529.6128 | CC-2 | 3.2338 | 0.7757 | 3.245 | 6.0207 | -0.14691 | 0 | 5.9617 | -0.32318
| 1.2122 | 'Moderate' | 8 | 'Low' | 'Low' | 'Out' | 'High' | 'AllOptions' | 1830 | 29266.38 | 12.2058 | 28964.626 | NewCT2-4 | 8.4786 | 2.0338 | 3.6236 | 17.8632 | 4.1976 | 1.6834 | 5.9617 | 9.2343
| 0.78493 | 'Moderate' | 2 | 'High' | 'High' | 'In' | 'High' | 'DERBreakthrough' | 1831 | 28095.27 | 2.4988 | 29562.776 | CC-2 | 3.0529 | 0.73232 | 3.858 | 7.0891 | 0.3075 | 0 | 5.9617 | 0.67648
| 0.79002 | 'Moderate' | 8 | 'High' | 'Mid' | 'In' | 'High' | 'AllOptions' | 1832 | 29266.38 | 9.3912 | 29306.0581 | NY-5 | 10.0843 | 2.4189 | 3.6992 | 15.5094 | 3.4542 | 1.0807 | 5.9617 | 7.599
| 1.2134 | 'Zero' | 4 | 'Low' | 'Low' | 'In' | 'Low' | 'DERBreakthrough' | 1833 | 28095.27 | 10.5155 | 27990.626 | NewCT2-2 | 6.8227 | 1.6366 | 2.8657 | 15.0178 | 3.306 | 0.96058 | 5.9617 | 7.273
| 0.82661 | 'Moderate' | 8 | 'Mid' | 'High' | 'In' | 'High' | 'Ref' | 1834 | 27856.5 | 3.5 | 28999.89 | NY-1 | 3.1398 | 0.75316 | 2.9112 | 7.1644 | 0.35077 | 0 | 5.9617 | 0.77166
| 0.98003 | 'Zero' | 4 | 'Mid' | 'Low' | 'In' | 'Low' | 'AllOptions' | 1835 | 29266.38 | 13.0108 | 28877.7332 | ESR-4h-22 | 7.8798 | 1.8901 | 2.9512 | 17.8521 | 4.1996 | 1.6851 | 5.9617 | 9.2389
| 1.1693 | 'Large' | 8 | 'Low' | 'Mid' | 'Out' | 'Low' | 'DERBreakthrough' | 1836 | 28095.27 | 10.4411 | 28008.7736 | NewCT2-2 | 7.8338 | 1.8791 | 2.7295 | 15.0497 | 3.3172 | 0.96966 | 5.9617 | 7.2976
| 1.0101 | 'Moderate' | 8 | 'High' | 'High' | 'Out' | 'Mid' | 'Ref' | 1837 | 27856.5 | 5.7138 | 28482.776 | NY-3 | 6.4295 | 1.5423 | 3.1411 | 10.3972 | 1.7442 | 0 | 5.9617 | 3.8371
| 0.84162 | 'Zero' | 4 | 'High' | 'Low' | 'In' | 'Low' | 'Ref' | 1838 | 27856.5 | 9.6911 | 27861.8691 | NewCT1-1 | 8.2762 | 1.9852 | 3.6279 | 15.3042 | 3.39 | 1.0287 | 5.9617 | 7.4578
| 1.1443 | 'Moderate' | 6 | 'Mid' | 'Mid' | 'In' | 'Low' | 'DERBreakthrough' | 1839 | 28095.27 | 9.6911 | 28100.6665 | NewCT1-1 | 9.1337 | 2.1909 | 3.9097 | 15.7917 | 3.5415 | 1.1515 | 5.9617 | 7.7911
| 0.93617 | 'Zero' | 2 | 'Mid' | 'High' | 'In' | 'Mid' | 'Ref' | 1840 | 27856.5 | 5.0146 | 28625.466 | CC-4 | 4.8408 | 1.1612 | 2.8865 | 9.0622 | 1.1706 | 0 | 5.9617 | 2.5752
| 1.1171 | 'Large' | 2 | 'Low' | 'High' | 'Out' | 'Mid' | 'DERBreakthrough' | 1841 | 28095.27 | 10.4411 | 28009.4586 | NewCT2-1 | 9.2103 | 2.2093 | 2.9418 | 15.5922 | 3.4866 | 1.107 | 5.9617 | 7.6703
| 1.0756 | 'Large' | 2 | 'Mid' | 'High' | 'In' | 'Low' | 'AllOptions' | 1842 | 29266.38 | 9.6911 | 29274.6496 | NewCT1-1 | 9.1086 | 2.1849 | 3.0857 | 14.9617 | 3.2865 | 0.94475 | 5.9617 | 7.23
| 1.2294 | 'Zero' | 6 | 'Low' | 'Low' | 'In' | 'High' | 'DERBreakthrough' | 1843 | 28095.27 | 10.0977 | 28043.8712 | ESR-4h-14 | 6.3564 | 1.5247 | 2.9686 | 14.5911 | 3.1705 | 0.85072 | 5.9617 | 6.9749
| 1.1299 | 'Moderate' | 8 | 'Mid' | 'Low' | 'In' | 'Low' | 'DERBreakthrough' | 1844 | 28095.27 | 9.6911 | 28098.8276 | NewCT1-2 | 10.7495 | 2.5785 | 3.6214 | 15.8909 | 3.5753 | 1.1789 | 5.9617 | 7.8653
| 1.2056 | 'Zero' | 4 | 'Low' | 'Low' | 'In' | 'Mid' | 'LimitedEE' | 1845 | 30710.37 | 16.0872 | 29025.626 | ESR-4h-20 | 9.0608 | 2.1734 | 4.1877 | 22.4483 | 5.6397 | 2.8526 | 5.9617 | 12.4068
| 1.1647 | 'Zero' | 8 | 'Low' | 'High' | 'Out' | 'High' | 'Ref' | 1846 | 27856.5 | 9.6911 | 27865.4632 | NewCT1-1 | 4.9188 | 1.1799 | 3.8363 | 14.7073 | 3.2 | 0.87459 | 5.9617 | 7.0397
| 1.1163 | 'Moderate' | 8 | 'Low' | 'Mid' | 'In' | 'Mid' | 'AllOptions' | 1847 | 29266.38 | 10.4411 | 29180.3829 | NewCT2-1 | 7.4386 | 1.7843 | 2.7964 | 15.0218 | 3.3078 | 0.96206 | 5.9617 | 7.277
| 0.90879 | 'Moderate' | 6 | 'Mid' | 'High' | 'In' | 'Mid' | 'DERBreakthrough' | 1848 | 28095.27 | 4.7357 | 28925.466 | NY-2 | 4.4438 | 1.0659 | 2.4183 | 8.2199 | 0.81218 | 0 | 5.9617 | 1.7867
| 0.8985 | 'Large' | 2 | 'High' | 'Low' | 'In' | 'High' | 'DERBreakthrough' | 1849 | 28095.27 | 6.1235 | 28644.0581 | CC-4 | 4.5012 | 1.0797 | 2.9369 | 10.1401 | 1.6355 | 0 | 5.9617 | 3.5979
| 0.91691 | 'Moderate' | 6 | 'Mid' | 'High' | 'In' | 'Low' | 'Ref' | 1850 | 27856.5 | 5 | 28630.6113 | NY-3 | 3.6502 | 0.87557 | 3.2499 | 9.1254 | 1.1938 | 0 | 5.9617 | 2.6262
| 1.0086 | 'Moderate' | 8 | 'High' | 'High' | 'In' | 'High' | 'LimitedEE' | 1851 | 30710.37 | 9.6911 | 30713.2682 | NewCT1-2 | 7.9291 | 1.902 | 2.1235 | 13.7166 | 2.9016 | 0.63267 | 5.9617 | 6.3832
| 0.88807 | 'Large' | 4 | 'Mid' | 'High' | 'In' | 'Low' | 'AllOptions' | 1852 | 29266.38 | 9.6911 | 29274.6496 | NewCT1-1 | 6.1379 | 1.4723 | 2.7685 | 13.9319 | 2.9642 | 0.68341 | 5.9617 | 6.5209
| 1.1478 | 'Large' | 6 | 'Low' | 'Mid' | 'In' | 'High' | 'AllOptions' | 1853 | 29266.38 | 10.4411 | 29179.3268 | NewCT2-1 | 11.2384 | 2.6958 | 3.206 | 16.3428 | 3.7213 | 1.2973 | 5.9617 | 8.1865
| 1.0461 | 'Moderate' | 4 | 'Low' | 'Low' | 'In' | 'Low' | 'AllOptions' | 1854 | 29266.38 | 14.0986 | 28766.4089 | ESR-4h-22 | 9.9673 | 2.3909 | 3.8709 | 20.3604 | 4.9835 | 2.3206 | 5.9617 | 10.9632
| 0.79507 | 'Large' | 4 | 'Mid' | 'Mid' | 'Out' | 'Low' | 'Ref' | 1855 | 27856.5 | 9.9674 | 27821.1584 | ESR-4h-24 | 9.4602 | 2.2692 | 3.3928 | 15.6295 | 3.4946 | 1.1135 | 5.9617 | 7.6879
| 1.0036 | 'Large' | 4 | 'Low' | 'Low' | 'In' | 'Low' | 'DERBreakthrough' | 1856 | 28095.27 | 10.4411 | 28002.6608 | NewCT2-2 | 7.1029 | 1.7038 | 3.4839 | 15.6287 | 3.4937 | 1.1127 | 5.9617 | 7.6858
| 1.233 | 'Moderate' | 2 | 'Low' | 'Low' | 'Out' | 'Mid' | 'DERBreakthrough' | 1857 | 28095.27 | 16.0872 | 27085.626 | ESR-4h-20 | 9.2053 | 2.2081 | 4.7104 | 23.0057 | 5.8112 | 2.9917 | 5.9617 | 12.7842
| 0.81624 | 'Moderate' | 2 | 'Mid' | 'High' | 'In' | 'Low' | 'Ref' | 1858 | 27856.5 | 5 | 28630.6113 | NY-3 | 6.0013 | 1.4395 | 2.5396 | 8.9791 | 1.1387 | 0 | 5.9617 | 2.505
| 1.0456 | 'Large' | 4 | 'Mid' | 'High' | 'In' | 'Mid' | 'Ref' | 1859 | 27856.5 | 3 | 29151.9956 | NY-4 | 2.6965 | 0.64681 | 2.3024 | 5.9493 | -0.16705 | 0 | 5.9617 | -0.36749
| 1.0806 | 'Large' | 2 | 'Low' | 'Mid' | 'In' | 'Low' | 'Ref' | 1860 | 27856.5 | 10.4411 | 27768.4009 | NewCT2-1 | 5.4241 | 1.3011 | 3.5279 | 15.2701 | 3.3801 | 1.0207 | 5.9617 | 7.436
| 0.79765 | 'Moderate' | 8 | 'Mid' | 'Mid' | 'Out' | 'Low' | 'AllOptions' | 1861 | 29266.38 | 10.4411 | 29174.8613 | NewCT2-2 | 8.6078 | 2.0648 | 3.3571 | 15.863 | 3.5686 | 1.1735 | 5.9617 | 7.8507
| 1.2238 | 'Zero' | 6 | 'Low' | 'Low' | 'In' | 'Mid' | 'Ref' | 1862 | 27856.5 | 10.0428 | 27811.9273 | ESR-4h-14 | 9.06 | 2.1732 | 3.7614 | 15.9774 | 3.6014 | 1.2001 | 5.9617 | 7.9227
| 1.2079 | 'Moderate' | 2 | 'Low' | 'Mid' | 'In' | 'Low' | 'LimitedEE' | 1863 | 30710.37 | 16.0872 | 28654.126 | ESR-4h-21 | 12.467 | 2.9905 | 3.0645 | 22.1421 | 5.5524 | 2.7819 | 5.9617 | 12.2148
| 1.0942 | 'Zero' | 6 | 'Low' | 'High' | 'Out' | 'Low' | 'AllOptions' | 1864 | 29266.38 | 10.4411 | 29179.3998 | NewCT2-3 | 7.2354 | 1.7356 | 2.3651 | 14.5418 | 3.16 | 0.84216 | 5.9617 | 6.9517
| 1.0555 | 'Zero' | 6 | 'High' | 'High' | 'Out' | 'High' | 'Ref' | 1865 | 27856.5 | 6.3575 | 28362.776 | CC-4 | 5.5282 | 1.3261 | 3.7042 | 11.3878 | 2.1536 | 0.026256 | 5.9617 | 4.7378
| 1.0069 | 'Moderate' | 8 | 'Mid' | 'Low' | 'In' | 'Low' | 'AllOptions' | 1866 | 29266.38 | 10.4411 | 29176.8485 | NewCT2-1 | 9.2519 | 2.2193 | 3.3066 | 15.9669 | 3.6018 | 1.2004 | 5.9617 | 7.9238
| 1.101 | 'Moderate' | 2 | 'Mid' | 'Mid' | 'In' | 'High' | 'Ref' | 1867 | 27856.5 | 5.8 | 28467.4894 | NY-4 | 4.9853 | 1.1958 | 2.7417 | 9.7375 | 1.4639 | 0 | 5.9617 | 3.2204
| 1.0803 | 'Large' | 4 | 'Mid' | 'Mid' | 'Out' | 'High' | 'DERBreakthrough' | 1868 | 28095.27 | 9.6911 | 28105.1198 | NewCT1-2 | 8.2505 | 1.9791 | 3.2307 | 14.9008 | 3.2661 | 0.9282 | 5.9617 | 7.1851
| 0.81366 | 'Large' | 4 | 'Mid' | 'Mid' | 'In' | 'Low' | 'AllOptions' | 1869 | 29266.38 | 10.2733 | 29192.325 | ESR-4h-26 | 6.5036 | 1.56 | 2.9144 | 14.7478 | 3.2204 | 0.89117 | 5.9617 | 7.0846
| 1.1273 | 'Moderate' | 2 | 'Low' | 'High' | 'In' | 'Low' | 'Ref' | 1870 | 27856.5 | 9.1058 | 27936.128 | ESR-4h-14 | 7.9552 | 1.9082 | 4.0923 | 15.1064 | 3.3238 | 0.97498 | 5.9617 | 7.312
| 1.1483 | 'Zero' | 4 | 'Low' | 'High' | 'In' | 'Mid' | 'Ref' | 1871 | 27856.5 | 9.3102 | 27907.7288 | ESR-4h-13 | 8.6622 | 2.0778 | 3.2898 | 14.6778 | 3.1952 | 0.87074 | 5.9617 | 7.0292
| 0.97376 | 'Moderate' | 8 | 'High' | 'Low' | 'In' | 'High' | 'Ref' | 1872 | 27856.5 | 5.8 | 28467.2692 | NY-4 | 5.9825 | 1.435 | 3.1855 | 10.4205 | 1.7538 | 0 | 5.9617 | 3.8581
| 1.156 | 'Large' | 8 | 'Mid' | 'Mid' | 'Out' | 'Mid' | 'DERBreakthrough' | 1873 | 28095.27 | 9.6911 | 28104.9805 | NewCT1-3 | 7.4843 | 1.7953 | 3.1086 | 14.5949 | 3.1706 | 0.85076 | 5.9617 | 6.975
| 0.84685 | 'Zero' | 2 | 'Mid' | 'Low' | 'In' | 'High' | 'Ref' | 1874 | 27856.5 | 9.3 | 27909.471 | NY-4 | 7.0097 | 1.6814 | 3.3426 | 14.324 | 3.0831 | 0.77987 | 5.9617 | 6.7826
| 1.1016 | 'Large' | 2 | 'Mid' | 'High' | 'Out' | 'High' | 'DERBreakthrough' | 1875 | 28095.27 | 6.9114 | 28505.466 | CC-4 | 7.7041 | 1.848 | 2.983 | 11.7423 | 2.2715 | 0.12181 | 5.9617 | 4.9971
| 0.78539 | 'Moderate' | 6 | 'High' | 'Low' | 'In' | 'High' | 'LimitedEE' | 1876 | 30710.37 | 10.4411 | 30623.6207 | NewCT2-3 | 6.0374 | 1.4482 | 3.1606 | 15.0499 | 3.3137 | 0.96679 | 5.9617 | 7.2898
| 0.7823 | 'Moderate' | 2 | 'High' | 'Low' | 'In' | 'Mid' | 'Ref' | 1877 | 27856.5 | 6.634 | 28314.0581 | NY-5 | 6.6111 | 1.5858 | 3.6517 | 11.8715 | 2.3067 | 0.15036 | 5.9617 | 5.0746
| 1.0835 | 'Moderate' | 8 | 'Low' | 'Mid' | 'In' | 'Mid' | 'Ref' | 1878 | 27856.5 | 9.6911 | 27856.7703 | NewCT1-2 | 7.6195 | 1.8277 | 2.9793 | 14.498 | 3.1411 | 0.82684 | 5.9617 | 6.9101
| 0.93174 | 'Moderate' | 6 | 'Mid' | 'High' | 'In' | 'Low' | 'AllOptions' | 1879 | 29266.38 | 9.6911 | 29274.6496 | NewCT1-1 | 6.3563 | 1.5247 | 3.3213 | 14.5371 | 3.1505 | 0.83452 | 5.9617 | 6.9309
| 0.85084 | 'Moderate' | 4 | 'High' | 'High' | 'Out' | 'High' | 'AllOptions' | 1880 | 29266.38 | 9.6911 | 29276.1025 | NewCT1-1 | 8.9922 | 2.157 | 3.3237 | 15.1718 | 3.3508 | 0.99688 | 5.9617 | 7.3715
| 1.2014 | 'Zero' | 8 | 'Low' | 'Low' | 'In' | 'High' | 'LimitedEE' | 1881 | 30710.37 | 12.76 | 30349.1863 | ESR-4h-16 | 13.316 | 3.1941 | 3.1229 | 19.0771 | 4.5848 | 1.9974 | 5.9617 | 10.0861
| 0.97695 | 'Moderate' | 6 | 'Mid' | 'High' | 'In' | 'Low' | 'Ref' | 1882 | 27856.5 | 5 | 28630.6113 | NY-3 | 5.7467 | 1.3785 | 3.2643 | 9.6428 | 1.417 | 0 | 5.9617 | 3.1173
| 0.99957 | 'Large' | 8 | 'High' | 'High' | 'In' | 'Mid' | 'AllOptions' | 1883 | 29266.38 | 5.264 | 29982.776 | CC-4 | 4.7391 | 1.1368 | 2.8664 | 9.2672 | 1.2593 | 0 | 5.9617 | 2.7705
| 0.81548 | 'Moderate' | 6 | 'High' | 'Mid' | 'In' | 'High' | 'DERBreakthrough' | 1884 | 28095.27 | 5 | 28867.9543 | NY-3 | 3.7476 | 0.89894 | 3.287 | 9.186 | 1.2195 | 0 | 5.9617 | 2.6828
| 0.93492 | 'Large' | 2 | 'Mid' | 'Mid' | 'In' | 'Mid' | 'DERBreakthrough' | 1885 | 28095.27 | 7.5447 | 28402.466 | CC-4 | 4.5673 | 1.0956 | 2.6927 | 11.3329 | 2.1447 | 0.019022 | 5.9617 | 4.7182
| 1.2263 | 'Zero' | 4 | 'Low' | 'Mid' | 'In' | 'High' | 'LimitedEE' | 1886 | 30710.37 | 16.0872 | 30088.126 | ESR-4h-21 | 8.8682 | 2.1272 | 3.9113 | 22.1257 | 5.5402 | 2.772 | 5.9617 | 12.1879
| 0.81367 | 'Large' | 6 | 'Mid' | 'Mid' | 'In' | 'High' | 'DERBreakthrough' | 1887 | 28095.27 | 5.6578 | 28732.466 | CC-4 | 5.3242 | 1.2771 | 4.2541 | 11.189 | 2.0735 | 0 | 5.9617 | 4.5614
| 1.0908 | 'Zero' | 2 | 'Low' | 'High' | 'In' | 'High' | 'DERBreakthrough' | 1888 | 28095.27 | 8.7522 | 28222.8439 | ESR-4h-14 | 5.9722 | 1.4325 | 3.8071 | 13.9918 | 2.9744 | 0.69175 | 5.9617 | 6.5435
| 1.1411 | 'Moderate' | 4 | 'Mid' | 'Mid' | 'In' | 'Mid' | 'LimitedEE' | 1889 | 30710.37 | 15.6613 | 30087.2742 | ESR-4h-24 | 11.3894 | 2.732 | 4.2123 | 22.6057 | 5.6891 | 2.8928 | 5.9617 | 12.5156
| 0.9238 | 'Moderate' | 8 | 'Mid' | 'Mid' | 'Out' | 'Low' | 'LimitedEE' | 1890 | 30710.37 | 13.7913 | 30240.966 | ESR-4h-26 | 12.4793 | 2.9934 | 2.9699 | 19.7546 | 4.7998 | 2.1717 | 5.9617 | 10.5592
| 1.1097 | 'Zero' | 2 | 'Mid' | 'Mid' | 'In' | 'Mid' | 'DERBreakthrough' | 1891 | 28095.27 | 9.3 | 28148.5986 | NY-4 | 9.3476 | 2.2422 | 4.5821 | 16.1244 | 3.6409 | 1.2321 | 5.9617 | 8.0097
| 1.1796 | 'Large' | 6 | 'Mid' | 'High' | 'In' | 'High' | 'DERBreakthrough' | 1892 | 28095.27 | 2.9475 | 29405.466 | NY-3 | 2.14 | 0.51334 | 3.8976 | 7.3584 | 0.42335 | 0 | 5.9617 | 0.93134
| 0.80974 | 'Large' | 4 | 'High' | 'High' | 'In' | 'High' | 'DERBreakthrough' | 1893 | 28095.27 | 1.9555 | 29788.65 | NY-2 | 2.7299 | 0.65482 | 3.1255 | 5.7359 | -0.26855 | 0 | 5.9617 | -0.59079
| 0.80227 | 'Zero' | 2 | 'Mid' | 'High' | 'In' | 'Mid' | 'DERBreakthrough' | 1894 | 28095.27 | 6.225 | 28625.466 | CC-4 | 5.6704 | 1.3602 | 2.8114 | 10.3966 | 1.7477 | 0 | 5.9617 | 3.8447
| 0.86973 | 'Large' | 8 | 'Mid' | 'Mid' | 'In' | 'Mid' | 'AllOptions' | 1895 | 29266.38 | 9.6911 | 29275.3984 | NewCT1-3 | 7.103 | 1.7038 | 3.0134 | 14.4083 | 3.1125 | 0.80364 | 5.9617 | 6.8471
| 1.0708 | 'Large' | 8 | 'Mid' | 'Low' | 'In' | 'Low' | 'DERBreakthrough' | 1896 | 28095.27 | 9.6911 | 28098.8276 | NewCT1-2 | 8.7986 | 2.1105 | 2.1876 | 13.9892 | 2.9871 | 0.70199 | 5.9617 | 6.5713
| 1.0767 | 'Zero' | 4 | 'High' | 'Mid' | 'In' | 'Mid' | 'AllOptions' | 1897 | 29266.38 | 9.6911 | 29272.7397 | NewCT1-2 | 11.1768 | 2.681 | 3.3951 | 15.7671 | 3.5381 | 1.1487 | 5.9617 | 7.7834
| 1.0551 | 'Large' | 2 | 'Mid' | 'High' | 'In' | 'Mid' | 'LimitedEE' | 1898 | 30710.37 | 14.2453 | 30195.6958 | ESR-4h-22 | 10.346 | 2.4817 | 3.4857 | 20.2128 | 4.9401 | 2.2855 | 5.9617 | 10.8678
| 1.1256 | 'Zero' | 6 | 'Mid' | 'High' | 'Out' | 'Low' | 'AllOptions' | 1899 | 29266.38 | 10.4411 | 29179.2263 | NewCT2-1 | 10.5099 | 2.521 | 3.1347 | 16.0968 | 3.6442 | 1.2348 | 5.9617 | 8.017
| 1.0574 | 'Large' | 6 | 'Mid' | 'Low' | 'Out' | 'Mid' | 'AllOptions' | 1900 | 29266.38 | 13.975 | 28778.466 | NewCT2-3 | 9.8543 | 2.3638 | 2.2426 | 18.5814 | 4.4356 | 1.8765 | 5.9617 | 9.758
| 1.0417 | 'Large' | 8 | 'High' | 'Mid' | 'Out' | 'Mid' | 'LimitedEE' | 1901 | 30710.37 | 10.4411 | 30623.2394 | NewCT2-4 | 7.6235 | 1.8286 | 3.3626 | 15.6323 | 3.4958 | 1.1144 | 5.9617 | 7.6904
| 0.80098 | 'Large' | 2 | 'Mid' | 'Mid' | 'In' | 'High' | 'LimitedEE' | 1902 | 30710.37 | 14.9456 | 30127.4443 | ESR-4h-28 | 12.1621 | 2.9173 | 3.8185 | 21.6814 | 5.4008 | 2.659 | 5.9617 | 11.8812
| 0.83757 | 'Zero' | 6 | 'Mid' | 'Low' | 'In' | 'Low' | 'Ref' | 1903 | 27856.5 | 9.6911 | 27865.2711 | NewCT1-2 | 6.6287 | 1.59 | 3.1383 | 14.4194 | 3.1149 | 0.80564 | 5.9617 | 6.8526
| 1.1161 | 'Moderate' | 2 | 'Mid' | 'High' | 'In' | 'High' | 'LimitedEE' | 1904 | 30710.37 | 11.8758 | 30445.466 | NewCT2-1 | 9.0142 | 2.1622 | 3.0837 | 17.1217 | 3.9681 | 1.4974 | 5.9617 | 8.7295
| 1.1441 | 'Moderate' | 6 | 'Mid' | 'Low' | 'In' | 'High' | 'LimitedEE' | 1905 | 30710.37 | 13.1361 | 30308.466 | NewCT2-3 | 9.5471 | 2.2901 | 4.477 | 19.9032 | 4.8342 | 2.1996 | 5.9617 | 10.6348
| 0.77716 | 'Zero' | 6 | 'Mid' | 'High' | 'In' | 'High' | 'DERBreakthrough' | 1906 | 28095.27 | 4.6035 | 28955.466 | CC-4 | 5.2238 | 1.253 | 3.0069 | 8.8635 | 1.0834 | 0 | 5.9617 | 2.3834
| 0.90938 | 'Large' | 8 | 'High' | 'Low' | 'In' | 'High' | 'Ref' | 1907 | 27856.5 | 4.9286 | 28644.0581 | CC-4 | 5.7928 | 1.3895 | 3.2808 | 9.599 | 1.3979 | 0 | 5.9617 | 3.0753
| 0.97015 | 'Zero' | 4 | 'High' | 'High' | 'In' | 'Low' | 'LimitedEE' | 1908 | 30710.37 | 10.4411 | 30622.9476 | NewCT2-1 | 7.197 | 1.7263 | 4.5711 | 16.7385 | 3.8348 | 1.3893 | 5.9617 | 8.4362
| 0.95368 | 'Moderate' | 2 | 'Low' | 'Low' | 'Out' | 'High' | 'AllOptions' | 1909 | 29266.38 | 16.0872 | 28385.939 | ESR-4h-32 | 11.7818 | 2.8261 | 3.1089 | 22.0222 | 5.5142 | 2.7509 | 5.9617 | 12.1307
| 0.78947 | 'Zero' | 8 | 'High' | 'Low' | 'In' | 'Low' | 'DERBreakthrough' | 1910 | 28095.27 | 9.6911 | 28101.4045 | NewCT1-1 | 8.166 | 1.9588 | 3.5842 | 15.234 | 3.3683 | 1.0111 | 5.9617 | 7.4099
| 0.87927 | 'Large' | 6 | 'High' | 'Mid' | 'Out' | 'High' | 'AllOptions' | 1911 | 29266.38 | 10.0814 | 29216.0581 | NewCT1-3 | 5.7835 | 1.3873 | 4.0524 | 15.5211 | 3.455 | 1.0813 | 5.9617 | 7.6006
| 0.79523 | 'Zero' | 8 | 'Mid' | 'High' | 'In' | 'Mid' | 'LimitedEE' | 1912 | 30710.37 | 9.7286 | 30705.466 | NewCT1-4 | 5.7553 | 1.3805 | 3.243 | 14.3522 | 3.0928 | 0.78775 | 5.9617 | 6.804
| 1.1406 | 'Large' | 8 | 'Low' | 'High' | 'In' | 'High' | 'DERBreakthrough' | 1913 | 28095.27 | 9.235 | 28157.5987 | ESR-4h-11 | 8.097 | 1.9422 | 4.1005 | 15.2778 | 3.3778 | 1.0188 | 5.9617 | 7.4309
| 1.0266 | 'Moderate' | 8 | 'Low' | 'Mid' | 'In' | 'Low' | 'LimitedEE' | 1914 | 30710.37 | 10.9363 | 30554.626 | ESR-4h-18 | 8.743 | 2.0972 | 3.6833 | 16.7167 | 3.8353 | 1.3897 | 5.9617 | 8.4374
| 0.90816 | 'Zero' | 6 | 'Mid' | 'Low' | 'In' | 'Low' | 'Ref' | 1915 | 27856.5 | 9.6911 | 27865.2711 | NewCT1-2 | 9.8711 | 2.3678 | 3.8419 | 15.9008 | 3.5765 | 1.1799 | 5.9617 | 7.8681
| 0.79155 | 'Zero' | 4 | 'High' | 'Low' | 'In' | 'Low' | 'DERBreakthrough' | 1916 | 28095.27 | 9.6911 | 28101.4045 | NewCT1-1 | 6.7542 | 1.6201 | 2.9589 | 14.2701 | 3.0693 | 0.76867 | 5.9617 | 6.7522
| 1.005 | 'Large' | 6 | 'Low' | 'High' | 'In' | 'High' | 'DERBreakthrough' | 1917 | 28095.27 | 7.9184 | 28345.6477 | ESR-4h-12 | 8.7652 | 2.1025 | 2.8257 | 12.8466 | 2.6212 | 0.40537 | 5.9617 | 5.7665
| 1.0701 | 'Moderate' | 6 | 'High' | 'High' | 'In' | 'High' | 'DERBreakthrough' | 1918 | 28095.27 | 2.4988 | 29562.776 | CC-2 | 3.346 | 0.80262 | 2.7987 | 6.1001 | -0.10753 | 0 | 5.9617 | -0.23657
| 0.95186 | 'Zero' | 6 | 'Mid' | 'Low' | 'Out' | 'High' | 'DERBreakthrough' | 1919 | 28095.27 | 10.4411 | 27999.9785 | NewCT2-1 | 7.3369 | 1.7599 | 1.5336 | 13.7346 | 2.9122 | 0.64126 | 5.9617 | 6.4066
| 0.85861 | 'Large' | 8 | 'Mid' | 'High' | 'In' | 'Mid' | 'DERBreakthrough' | 1920 | 28095.27 | 3.5399 | 29225.466 | CC-3 | 5.3211 | 1.2764 | 3.076 | 7.8923 | 0.66322 | 0 | 5.9617 | 1.459
| 0.97268 | 'Large' | 2 | 'Mid' | 'Mid' | 'In' | 'High' | 'Ref' | 1921 | 27856.5 | 4.5352 | 28732.466 | CC-4 | 4.2451 | 1.0183 | 3.0351 | 8.5886 | 0.96439 | 0 | 5.9617 | 2.1216
| 1.1393 | 'Moderate' | 8 | 'Mid' | 'High' | 'In' | 'Low' | 'DERBreakthrough' | 1922 | 28095.27 | 5.7659 | 28711.466 | NY-3 | 4.6238 | 1.1091 | 3.0455 | 9.9205 | 1.5394 | 0 | 5.9617 | 3.3866
| 0.93051 | 'Moderate' | 2 | 'Mid' | 'Mid' | 'In' | 'High' | 'DERBreakthrough' | 1923 | 28095.27 | 6.4647 | 28582.466 | NY-4 | 8.7352 | 2.0953 | 3.0601 | 11.6201 | 2.2323 | 0.090023 | 5.9617 | 4.9109
| 0.97474 | 'Large' | 6 | 'Low' | 'High' | 'Out' | 'Low' | 'LimitedEE' | 1924 | 30710.37 | 12.9238 | 30331.2701 | ESR-4h-26 | 10.6454 | 2.5535 | 3.1267 | 18.6041 | 4.4355 | 1.8763 | 5.9617 | 9.7577
| 0.81148 | 'Moderate' | 8 | 'High' | 'High' | 'In' | 'Low' | 'LimitedEE' | 1925 | 30710.37 | 9.6911 | 30712.1327 | NewCT1-3 | 6.34 | 1.5208 | 2.5028 | 13.7146 | 2.8978 | 0.62962 | 5.9617 | 6.375
| 0.93994 | 'Large' | 4 | 'Mid' | 'High' | 'In' | 'High' | 'LimitedEE' | 1926 | 30710.37 | 10.4411 | 30624.5667 | NewCT2-1 | 8.4315 | 2.0225 | 3.0652 | 15.5288 | 3.4656 | 1.09 | 5.9617 | 7.624
| 1.0356 | 'Moderate' | 4 | 'High' | 'Low' | 'In' | 'Mid' | 'LimitedEE' | 1927 | 30710.37 | 16.0872 | 29794.0581 | NewCT2-2 | 10.3316 | 2.4783 | 4.6558 | 23.2213 | 5.8797 | 3.0473 | 5.9617 | 12.9348
| 1.115 | 'Moderate' | 8 | 'Mid' | 'Low' | 'Out' | 'High' | 'Ref' | 1928 | 27856.5 | 9.6911 | 27865.7144 | NewCT1-3 | 8.1558 | 1.9563 | 3.4016 | 15.049 | 3.3114 | 0.96495 | 5.9617 | 7.2848
| 0.81503 | 'Large' | 4 | 'Mid' | 'High' | 'In' | 'Low' | 'Ref' | 1929 | 27856.5 | 3.75 | 28930.8902 | NY-5 | 6.2084 | 1.4892 | 2.3613 | 7.6006 | 0.54537 | 0 | 5.9617 | 1.1998
| 1.0085 | 'Moderate' | 8 | 'Mid' | 'High' | 'In' | 'High' | 'Ref' | 1930 | 27856.5 | 3.5 | 28999.89 | NY-1 | 4.8227 | 1.1568 | 3.273 | 7.9299 | 0.67722 | 0 | 5.9617 | 1.4898
| 1.0577 | 'Zero' | 6 | 'Low' | 'Mid' | 'In' | 'Mid' | 'AllOptions' | 1931 | 29266.38 | 10.4411 | 29177.957 | NewCT2-2 | 8.1191 | 1.9475 | 4.2348 | 16.6234 | 3.8013 | 1.3621 | 5.9617 | 8.3625
| 1.0369 | 'Large' | 6 | 'High' | 'Mid' | 'Out' | 'High' | 'LimitedEE' | 1932 | 30710.37 | 12.9691 | 30326.0581 | NewCT2-3 | 9.9957 | 2.3977 | 3.7775 | 19.1443 | 4.6005 | 2.0102 | 5.9617 | 10.1208
| 0.77569 | 'Large' | 2 | 'Mid' | 'Low' | 'In' | 'High' | 'LimitedEE' | 1933 | 30710.37 | 16.0872 | 29469.5853 | ESR-4h-28 | 12.2818 | 2.9461 | 3.8614 | 22.8947 | 5.7832 | 2.9691 | 5.9617 | 12.7226
| 1.1975 | 'Moderate' | 4 | 'Mid' | 'Low' | 'In' | 'High' | 'LimitedEE' | 1934 | 30710.37 | 16.0872 | 29568.466 | NewCT2-2 | 11.9696 | 2.8712 | 2.6979 | 21.6563 | 5.4021 | 2.6601 | 5.9617 | 11.8842
| 0.77464 | 'Moderate' | 4 | 'Mid' | 'High' | 'In' | 'Mid' | 'AllOptions' | 1935 | 29266.38 | 8.8832 | 29375.466 | NY-5 | 7.0641 | 1.6945 | 4.6682 | 15.2458 | 3.363 | 1.0068 | 5.9617 | 7.3983
| 1.0072 | 'Zero' | 2 | 'Mid' | 'High' | 'In' | 'High' | 'AllOptions' | 1936 | 29266.38 | 8.67 | 29405.466 | NY-3 | 6.3343 | 1.5194 | 3.8567 | 14.046 | 2.9912 | 0.70529 | 5.9617 | 6.5803
| 0.96946 | 'Moderate' | 2 | 'High' | 'High' | 'In' | 'Mid' | 'Ref' | 1937 | 27856.5 | 2.7516 | 29232.776 | CC-2 | 3.5901 | 0.86116 | 2.924 | 6.5367 | 0.079582 | 0 | 5.9617 | 0.17507
| 0.76969 | 'Large' | 6 | 'High' | 'Low' | 'In' | 'Low' | 'AllOptions' | 1938 | 29266.38 | 10.4411 | 29179.2624 | NewCT2-1 | 8.5182 | 2.0433 | 3.41 | 15.8944 | 3.5781 | 1.1812 | 5.9617 | 7.8715
| 0.90604 | 'Zero' | 8 | 'High' | 'Mid' | 'In' | 'High' | 'AllOptions' | 1939 | 29266.38 | 9.6911 | 29274.8959 | NewCT1-1 | 10.6153 | 2.5463 | 2.7065 | 14.9438 | 3.284 | 0.94273 | 5.9617 | 7.2245
| 0.87362 | 'Large' | 2 | 'High' | 'Mid' | 'Out' | 'Mid' | 'AllOptions' | 1940 | 29266.38 | 16.0872 | 28516.0581 | NewCT2-1 | 12.6688 | 3.0389 | 3.9574 | 23.0835 | 5.842 | 3.0167 | 5.9617 | 12.8519
| 0.83714 | 'Zero' | 4 | 'High' | 'Mid' | 'In' | 'High' | 'Ref' | 1941 | 27856.5 | 5.3459 | 28556.0581 | CC-4 | 6.7592 | 1.6213 | 3.409 | 10.3763 | 1.7321 | 0 | 5.9617 | 3.8105
| 0.78493 | 'Moderate' | 4 | 'High' | 'Low' | 'In' | 'Mid' | 'DERBreakthrough' | 1942 | 28095.27 | 8.122 | 28314.0581 | NY-5 | 5.947 | 1.4265 | 2.6527 | 12.2012 | 2.419 | 0.24142 | 5.9617 | 5.3216
| 0.88006 | 'Large' | 2 | 'High' | 'Low' | 'In' | 'Mid' | 'LimitedEE' | 1943 | 30710.37 | 16.0872 | 29054.0581 | NewCT2-1 | 14.832 | 3.5578 | 3.5867 | 23.2316 | 5.8918 | 3.0571 | 5.9617 | 12.9615
| 1.1471 | 'Zero' | 6 | 'Mid' | 'Low' | 'In' | 'High' | 'AllOptions' | 1944 | 29266.38 | 10.2205 | 29198.466 | NY-5 | 5.531 | 1.3267 | 3.8105 | 15.3577 | 3.4054 | 1.0412 | 5.9617 | 7.4917
| 1.0462 | 'Large' | 2 | 'Low' | 'Low' | 'In' | 'Low' | 'DERBreakthrough' | 1945 | 28095.27 | 11.7172 | 27849.0073 | ESR-4h-20 | 8.0358 | 1.9276 | 4.7037 | 18.3485 | 4.3417 | 1.8003 | 5.9617 | 9.5515
| 0.97647 | 'Large' | 8 | 'Mid' | 'Mid' | 'In' | 'Mid' | 'AllOptions' | 1946 | 29266.38 | 9.6911 | 29275.3984 | NewCT1-3 | 10.1585 | 2.4367 | 3.8089 | 15.9367 | 3.5881 | 1.1893 | 5.9617 | 7.8936
| 0.83781 | 'Large' | 2 | 'Mid' | 'High' | 'Out' | 'High' | 'LimitedEE' | 1947 | 30710.37 | 16.0872 | 29928.1621 | ESR-4h-29 | 11.6595 | 2.7968 | 3.8254 | 22.7093 | 5.725 | 2.9219 | 5.9617 | 12.5946
| 0.79759 | 'Zero' | 6 | 'Mid' | 'Low' | 'In' | 'Low' | 'LimitedEE' | 1948 | 30710.37 | 13.6474 | 30255.5853 | ESR-4h-28 | 9.0712 | 2.1759 | 3.5512 | 19.3746 | 4.6751 | 2.0706 | 5.9617 | 10.2848
| 0.9736 | 'Zero' | 4 | 'Mid' | 'High' | 'In' | 'High' | 'DERBreakthrough' | 1949 | 28095.27 | 4.6035 | 28955.466 | CC-4 | 4.34 | 1.041 | 2.5841 | 8.2287 | 0.81409 | 0 | 5.9617 | 1.7909
| 1.1585 | 'Large' | 8 | 'Low' | 'Low' | 'In' | 'Mid' | 'AllOptions' | 1950 | 29266.38 | 10.4411 | 29177.5145 | NewCT2-3 | 8.3625 | 2.0059 | 3.6808 | 16.1278 | 3.6495 | 1.2391 | 5.9617 | 8.0286
| 0.8944 | 'Zero' | 4 | 'High' | 'High' | 'In' | 'Mid' | 'DERBreakthrough' | 1951 | 28095.27 | 3.5141 | 29232.776 | CC-3 | 4.6412 | 1.1133 | 3.1784 | 7.8057 | 0.62469 | 0 | 5.9617 | 1.3743
| 0.82934 | 'Zero' | 4 | 'High' | 'Low' | 'In' | 'Low' | 'LimitedEE' | 1952 | 30710.37 | 16.0872 | 29430.0581 | NewCT2-2 | 10.2418 | 2.4567 | 4.314 | 22.8579 | 5.7679 | 2.9566 | 5.9617 | 12.6888
| 1.1081 | 'Large' | 4 | 'Mid' | 'High' | 'Out' | 'Mid' | 'AllOptions' | 1953 | 29266.38 | 10.4411 | 29178.986 | NewCT2-1 | 5.433 | 1.3032 | 3.5292 | 15.2735 | 3.3812 | 1.0215 | 5.9617 | 7.4383
| 0.90762 | 'Zero' | 8 | 'Mid' | 'High' | 'In' | 'Low' | 'Ref' | 1954 | 27856.5 | 6.9425 | 28261.466 | CC-4 | 5.9053 | 1.4165 | 2.6333 | 10.9923 | 2.007 | 0 | 5.9617 | 4.4151
| 1.0119 | 'Large' | 8 | 'Mid' | 'Mid' | 'In' | 'High' | 'Ref' | 1955 | 27856.5 | 4.5352 | 28732.466 | CC-4 | 4.9455 | 1.1863 | 3.4169 | 9.1384 | 1.1975 | 0 | 5.9617 | 2.6343
| 1.1781 | 'Moderate' | 6 | 'Low' | 'Mid' | 'Out' | 'Low' | 'LimitedEE' | 1956 | 30710.37 | 16.0872 | 28934.126 | ESR-4h-21 | 12.0215 | 2.8836 | 4.532 | 23.5028 | 5.9696 | 3.1201 | 5.9617 | 13.1325
| 0.931 | 'Large' | 2 | 'High' | 'Low' | 'In' | 'High' | 'LimitedEE' | 1957 | 30710.37 | 16.0872 | 29384.0581 | NewCT2-1 | 8.8731 | 2.1284 | 4.4372 | 22.6528 | 5.7021 | 2.9033 | 5.9617 | 12.5442
| 0.87767 | 'Moderate' | 6 | 'High' | 'High' | 'In' | 'Mid' | 'Ref' | 1958 | 27856.5 | 2.7516 | 29232.776 | CC-2 | 3.0522 | 0.73214 | 3.2326 | 6.7163 | 0.15362 | 0 | 5.9617 | 0.33795
| 0.9015 | 'Zero' | 8 | 'Mid' | 'Low' | 'In' | 'High' | 'Ref' | 1959 | 27856.5 | 9.3 | 27909.471 | NY-4 | 8.1818 | 1.9626 | 2.8575 | 14.1201 | 3.0228 | 0.73098 | 5.9617 | 6.65
| 0.89619 | 'Moderate' | 8 | 'Mid' | 'Mid' | 'Out' | 'Low' | 'AllOptions' | 1960 | 29266.38 | 10.4411 | 29179.3251 | NewCT2-3 | 6.8731 | 1.6487 | 3.4357 | 15.5254 | 3.4615 | 1.0866 | 5.9617 | 7.6149
| 0.85065 | 'Moderate' | 2 | 'Mid' | 'Mid' | 'Out' | 'Low' | 'DERBreakthrough' | 1961 | 28095.27 | 10.8819 | 27946.3278 | ESR-4h-26 | 8.8521 | 2.1234 | 2.6683 | 15.6736 | 3.5146 | 1.1297 | 5.9617 | 7.7318
| 0.95594 | 'Zero' | 6 | 'Low' | 'Mid' | 'Out' | 'Mid' | 'LimitedEE' | 1962 | 30710.37 | 14.9567 | 30132.3885 | ESR-4h-31 | 12.3775 | 2.969 | 4.3298 | 22.2555 | 5.5777 | 2.8024 | 5.9617 | 12.2704
| 0.88401 | 'Moderate' | 6 | 'Mid' | 'Mid' | 'In' | 'Low' | 'Ref' | 1963 | 27856.5 | 8.3718 | 28038.466 | NY-5 | 5.7823 | 1.387 | 2.8143 | 12.5732 | 2.5351 | 0.3355 | 5.9617 | 5.5769
| 1.1583 | 'Large' | 6 | 'Mid' | 'High' | 'In' | 'Mid' | 'LimitedEE' | 1964 | 30710.37 | 10.4411 | 30623.8894 | NewCT2-1 | 8.7008 | 2.0871 | 3.7027 | 16.2308 | 3.6818 | 1.2653 | 5.9617 | 8.0997
| 0.76706 | 'Moderate' | 6 | 'High' | 'Mid' | 'In' | 'Mid' | 'AllOptions' | 1965 | 29266.38 | 9.6911 | 29272.8185 | NewCT1-1 | 6.3581 | 1.5251 | 3.213 | 14.4292 | 3.1174 | 0.80766 | 5.9617 | 6.858
| 1.1399 | 'Zero' | 6 | 'Low' | 'Low' | 'Out' | 'High' | 'AllOptions' | 1966 | 29266.38 | 12.9975 | 28879.449 | ESR-4h-20 | 11.4182 | 2.7389 | 3.731 | 19.4674 | 4.7029 | 2.0931 | 5.9617 | 10.3459
| 1.2292 | 'Moderate' | 6 | 'Low' | 'Low' | 'In' | 'Mid' | 'AllOptions' | 1967 | 29266.38 | 11.0705 | 29094.626 | NewCT2-3 | 7.8809 | 1.8904 | 2.2159 | 15.1768 | 3.3616 | 1.0056 | 5.9617 | 7.3952
| 1.1926 | 'Moderate' | 6 | 'Mid' | 'High' | 'In' | 'High' | 'LimitedEE' | 1968 | 30710.37 | 9.6911 | 30718.1896 | NewCT1-3 | 8.3977 | 2.0144 | 2.8234 | 14.5289 | 3.1521 | 0.83578 | 5.9617 | 6.9343
| 1.0841 | 'Moderate' | 2 | 'Low' | 'High' | 'In' | 'Mid' | 'AllOptions' | 1969 | 29266.38 | 10.4411 | 29180.5091 | NewCT2-1 | 7.6709 | 1.84 | 3.751 | 16.0321 | 3.6187 | 1.2141 | 5.9617 | 7.9609
| 1.1867 | 'Moderate' | 8 | 'Mid' | 'Low' | 'Out' | 'High' | 'Ref' | 1970 | 27856.5 | 9.6911 | 27865.7144 | NewCT1-3 | 7.6808 | 1.8424 | 3.2372 | 14.7707 | 3.2249 | 0.89485 | 5.9617 | 7.0946
| 1.0561 | 'Zero' | 8 | 'Mid' | 'Low' | 'In' | 'Mid' | 'DERBreakthrough' | 1971 | 28095.27 | 9.6911 | 28104.0399 | NewCT1-2 | 7.9913 | 1.9169 | 3.4666 | 15.0745 | 3.3189 | 0.97104 | 5.9617 | 7.3013
| 0.8646 | 'Large' | 8 | 'Mid' | 'Mid' | 'In' | 'High' | 'Ref' | 1972 | 27856.5 | 4.5352 | 28732.466 | CC-4 | 4.7466 | 1.1386 | 3.3255 | 8.9993 | 1.1384 | 0 | 5.9617 | 2.5045
| 0.94377 | 'Large' | 4 | 'Mid' | 'Low' | 'In' | 'Mid' | 'LimitedEE' | 1973 | 30710.37 | 16.0872 | 29879.5853 | ESR-4h-29 | 9.2398 | 2.2164 | 3.2313 | 21.5348 | 5.3594 | 2.6254 | 5.9617 | 11.7902
| 0.93416 | 'Moderate' | 6 | 'Mid' | 'Low' | 'In' | 'High' | 'LimitedEE' | 1974 | 30710.37 | 12.256 | 30403.2077 | ESR-4h-23 | 7.3309 | 1.7585 | 2.3179 | 16.3324 | 3.7254 | 1.3006 | 5.9617 | 8.1955
| 1.2187 | 'Moderate' | 6 | 'Low' | 'Low' | 'In' | 'High' | 'LimitedEE' | 1975 | 30710.37 | 15.2811 | 30095.626 | ESR-4h-20 | 8.5121 | 2.0418 | 3.8791 | 21.2021 | 5.249 | 2.5359 | 5.9617 | 11.5474
| 1.0484 | 'Large' | 6 | 'High' | 'Low' | 'Out' | 'High' | 'Ref' | 1976 | 27856.5 | 9.6911 | 27860.7402 | NewCT1-2 | 7.6676 | 1.8392 | 3.592 | 15.1223 | 3.333 | 0.98242 | 5.9617 | 7.3322
| 1.0188 | 'Moderate' | 2 | 'Mid' | 'Mid' | 'In' | 'High' | 'LimitedEE' | 1977 | 30710.37 | 16.0872 | 29914.966 | ESR-4h-26 | 9.2035 | 2.2077 | 3.8363 | 22.1311 | 5.5425 | 2.7739 | 5.9617 | 12.1931
| 0.92153 | 'Moderate' | 6 | 'High' | 'Low' | 'In' | 'Low' | 'AllOptions' | 1978 | 29266.38 | 10.4411 | 29179.2624 | NewCT2-1 | 6.983 | 1.675 | 3.1642 | 15.2803 | 3.3864 | 1.0257 | 5.9617 | 7.4497
| 1.1127 | 'Zero' | 4 | 'Mid' | 'Low' | 'In' | 'Low' | 'DERBreakthrough' | 1979 | 28095.27 | 10.1 | 28044.12 | NY-5 | 9.0576 | 2.1727 | 2.5076 | 14.7803 | 3.234 | 0.90223 | 5.9617 | 7.1146
| 0.85329 | 'Large' | 8 | 'High' | 'Low' | 'Out' | 'Mid' | 'LimitedEE' | 1980 | 30710.37 | 16.0872 | 30074.0581 | NewCT2-4 | 13.9014 | 3.3345 | 4.1291 | 23.5508 | 5.988 | 3.1351 | 5.9617 | 13.1732
| 0.81829 | 'Zero' | 8 | 'Mid' | 'Mid' | 'In' | 'Low' | 'DERBreakthrough' | 1981 | 28095.27 | 9.6911 | 28104.9506 | NewCT1-1 | 6.1922 | 1.4853 | 3.5468 | 14.7232 | 3.2074 | 0.88062 | 5.9617 | 7.056
| 0.80948 | 'Moderate' | 4 | 'Mid' | 'Low' | 'In' | 'Mid' | 'AllOptions' | 1982 | 29266.38 | 10.4411 | 29175.3534 | NewCT2-1 | 6.5135 | 1.5624 | 3.4546 | 15.458 | 3.44 | 1.0692 | 5.9617 | 7.5678
| 0.87182 | 'Moderate' | 2 | 'Mid' | 'Low' | 'In' | 'High' | 'LimitedEE' | 1983 | 30710.37 | 16.0872 | 29469.5853 | ESR-4h-29 | 11.9183 | 2.8589 | 3.6116 | 22.5576 | 5.6789 | 2.8845 | 5.9617 | 12.4932
| 0.9396 | 'Moderate' | 2 | 'Low' | 'High' | 'Out' | 'Low' | 'Ref' | 1984 | 27856.5 | 9.6911 | 27861.9293 | NewCT1-1 | 8.3976 | 2.0143 | 3.2477 | 14.9531 | 3.2824 | 0.94145 | 5.9617 | 7.2211
| 1.1378 | 'Moderate' | 8 | 'Low' | 'Low' | 'In' | 'High' | 'AllOptions' | 1985 | 29266.38 | 10.4411 | 29179.4701 | NewCT2-2 | 6.8185 | 1.6356 | 2.2594 | 14.336 | 3.0959 | 0.79023 | 5.9617 | 6.8108
| 1.0067 | 'Moderate' | 4 | 'Mid' | 'Low' | 'In' | 'Low' | 'LimitedEE' | 1986 | 30710.37 | 16.0872 | 29452.3892 | ESR-4h-28 | 11.4695 | 2.7512 | 2.7088 | 21.5472 | 5.3676 | 2.6321 | 5.9617 | 11.8083
| 0.9954 | 'Large' | 2 | 'Mid' | 'High' | 'In' | 'Mid' | 'AllOptions' | 1987 | 29266.38 | 8.8832 | 29375.466 | CC-4 | 8.0426 | 1.9292 | 3.1981 | 14.0105 | 2.9854 | 0.70064 | 5.9617 | 6.5677
| 1.2004 | 'Large' | 2 | 'Mid' | 'Mid' | 'In' | 'High' | 'LimitedEE' | 1988 | 30710.37 | 16.0872 | 29472.466 | NewCT2-1 | 13.0884 | 3.1395 | 4.1586 | 23.3853 | 5.9356 | 3.0926 | 5.9617 | 13.0578
| 1.1488 | 'Zero' | 8 | 'Low' | 'Mid' | 'In' | 'High' | 'DERBreakthrough' | 1989 | 28095.27 | 9.6911 | 28100.9889 | NewCT1-2 | 5.9777 | 1.4339 | 3.1016 | 14.2266 | 3.0544 | 0.75656 | 5.9617 | 6.7194
| 1.0484 | 'Large' | 2 | 'Low' | 'Low' | 'In' | 'Low' | 'LimitedEE' | 1990 | 30710.37 | 16.0872 | 28541.126 | ESR-4h-27 | 8.791 | 2.1087 | 3.6084 | 21.8043 | 5.4413 | 2.6918 | 5.9617 | 11.9703
| 1.1968 | 'Zero' | 8 | 'Mid' | 'Mid' | 'In' | 'High' | 'Ref' | 1991 | 27856.5 | 7.745 | 28132.466 | NY-1 | 7.1364 | 1.7118 | 3.4046 | 12.8614 | 2.6211 | 0.40527 | 5.9617 | 5.7662
| 0.80232 | 'Large' | 6 | 'High' | 'Low' | 'In' | 'High' | 'LimitedEE' | 1992 | 30710.37 | 10.4411 | 30623.6207 | NewCT2-3 | 7.6842 | 1.8432 | 4.4643 | 16.7486 | 3.8389 | 1.3926 | 5.9617 | 8.4452
| 0.80317 | 'Large' | 8 | 'Mid' | 'Low' | 'Out' | 'Low' | 'LimitedEE' | 1993 | 30710.37 | 16.0872 | 29795.5853 | ESR-4h-28 | 8.8476 | 2.1223 | 4.2175 | 22.4269 | 5.6327 | 2.847 | 5.9617 | 12.3914
| 1.1629 | 'Zero' | 4 | 'Mid' | 'Low' | 'In' | 'High' | 'Ref' | 1994 | 27856.5 | 9.3 | 27909.471 | NY-4 | 9.2221 | 2.2121 | 2.9769 | 14.489 | 3.1382 | 0.82455 | 5.9617 | 6.9039
| 1.1275 | 'Moderate' | 8 | 'Low' | 'Low' | 'In' | 'High' | 'LimitedEE' | 1995 | 30710.37 | 11.8282 | 30451.7297 | ESR-4h-17 | 7.4673 | 1.7912 | 3.3187 | 16.9381 | 3.9082 | 1.4488 | 5.9617 | 8.5977
| 0.8424 | 'Zero' | 6 | 'High' | 'Low' | 'In' | 'Mid' | 'DERBreakthrough' | 1996 | 28095.27 | 9.3 | 28147.8458 | NY-4 | 8.3022 | 1.9915 | 3.2983 | 14.5898 | 3.1674 | 0.84816 | 5.9617 | 6.9679
| 0.97762 | 'Moderate' | 2 | 'Mid' | 'High' | 'In' | 'Low' | 'Ref' | 1997 | 27856.5 | 5 | 28630.6113 | NY-3 | 4.2403 | 1.0171 | 2.746 | 8.7631 | 1.043 | 0 | 5.9617 | 2.2946
| 1.0773 | 'Large' | 6 | 'Low' | 'Mid' | 'In' | 'Mid' | 'Ref' | 1998 | 27856.5 | 9.6911 | 27856.7703 | NewCT1-2 | 6.4658 | 1.551 | 3.2398 | 14.4818 | 3.1338 | 0.82093 | 5.9617 | 6.8941
| 1.1543 | 'Zero' | 2 | 'Low' | 'Low' | 'In' | 'Mid' | 'Ref' | 1999 | 27856.5 | 11.6614 | 27615.9863 | ESR-4h-15 | 7.575 | 1.817 | 3.3869 | 16.8653 | 3.8847 | 1.4297 | 5.9617 | 8.5459
| 0.95892 | 'Moderate' | 4 | 'High' | 'High' | 'Out' | 'Mid' | 'DERBreakthrough' | 2000 | 28095.27 | 6.1849 | 28632.776 | NY-4 | 5.6454 | 1.3542 | 2.7652 | 10.3043 | 1.7084 | 0 | 5.9617 | 3.7582
Note on S5: [Threaded comment] Your version of Excel allows you to read this threaded comment; however, any edits to it will get removed if the file is opened in a newer version of Excel. Learn more: https://go.microsoft.com/fwlink/?linkid=870924 Comment: DSCR in the Rating Case corresponds to the average DSCR between 8.9%ile and 16.2%ile of the distribution.